## Colloposition
PROJECT | Supplier | Order_CNS | Package_Name1 | Package_Name2 | Item_Name1 | Item_Name2 | Plan_Part_CNS | Plan_Part_KKS | Plan_Part | Quantity | Unit | ORIGIN | Package_Item_CNS | Package_Item_KKS | Drawing_No | Design_Group | Part_List_No | Part_No_Supplier | PS_No | Package_No | Gross_kg | Net_kg | Item_Net_Weight | Length_cm | Width_cm | Height_cm | Completion_Note_No | KOLLOPOSITION_ID | HS_CODE | EXPOKENN_ALNR | EXPOKENN_ECCN
Polo | Siemens AG DI FA FTH Fuerth | TPES | POWER CONTROL CENTER 23UBA01 | POWER CONTROL CENTER 23UBA01 | Power Control Center Polo_En_Zarate_23UBA01 | Power Control Center Polo_En_Zarate_23UBA01 | 7204 | 23UBA307 | Power Control Center (PCC) | 1 | PCE | Germany | [6 empty] | 1001 | S-1001-0001-A-23-7204-00380244-N | 17075 | 17075 | 16805 | 1235 | 395 | 350 | Polo_En_Zarate_23UBA01 | 22809513 | 853710 | N | N
Polo | Siemens AG DI FA FTH Fuerth | TPES | POWER CONTROL CENTER 23UBA01 | POWER CONTROL CENTER 23UBA01 | Spreaders | Cuerda algo | 7204 | 23UBA307 | Power Control Center (PCC) | 2 | PCE | Germany | [6 empty] | 1001 | S-1001-0001-A-23-7204-00380244-N | 17075 | 17075 | 130 | 1235 | 395 | 350 | Polo_En_Zarate_23UBA01 | 22809517 | 730890 | N | N
Polo | Siemens AG DI FA FTH Fuerth | TPES | POWER CONTROL CENTER 23UBA01 | POWER CONTROL CENTER 23UBA01 | Rope red L=9268 mm | Cuerda roja L=9268 mm | 7204 | 23UBA307 | Power Control Center (PCC) | 1 | PCE | Germany | [6 empty] | 1001 | S-1001-0001-A-23-7204-00380244-N | 17075 | 17075 | 35 | 1235 | 395 | 350 | Polo_En_Zarate_23UBA01 | 22809512 | 731210 | N | N
Polo | Siemens AG DI FA FTH Fuerth | TPES | POWER CONTROL CENTER 23UBA01 | POWER CONTROL CENTER 23UBA01 | Rope blue L=9317 mm | Cuerda azul L=9317 mm | 7204 | 23UBA307 | Power Control Center (PCC) | 1 | PCE | Germany | [6 empty] | 1001 | S-1001-0001-A-23-7204-00380244-N | 17075 | 17075 | 35 | 1235 | 395 | 350 | Polo_En_Zarate_23UBA01 | 22809514 | 731210 | N | N
Polo | Siemens AG DI FA FTH Fuerth | TPES | POWER CONTROL CENTER 23UBA01 | POWER CONTROL CENTER 23UBA01 | Rope black L=9424 mm | Cuerda negra L=9424 mm | 7204 | 23UBA307 | Power Control Center (PCC) | 1 | PCE | Germany | [6 empty] | 1001 | S-1001-0001-A-23-7204-00380244-N | 17075 | 17075 | 35 | 1235 | 395 | 350 | Polo_En_Zarate_23UBA01 | 22809516 | 731210 | N | N
Polo | Siemens AG DI FA FTH Fuerth | TPES | POWER CONTROL CENTER 23UBA01 | POWER CONTROL CENTER 23UBA01 | Rope green L=9375 mm | Cuerda verde L=9375 mm | 7204 | 23UBA307 | Power Control Center (PCC) | 1 | PCE | Germany | [6 empty] | 1001 | S-1001-0001-A-23-7204-00380244-N | 17075 | 17075 | 35 | 1235 | 395 | 350 | Polo_En_Zarate_23UBA01 | 22809515 | 731210 | N | N
Polo | FEAG St. Ingbert GmbH St. Ingbert | TPES | 5044, Generator Sternpunkt Erdungs Zelle 23BAB11 | 5044, Generator Neutral Grounding Cubicle 23BAB11 | 5044, Generator Neutral Grounding Cubicle 23BAB11 | 5044, Generator Sternpunkt Erdungs Zelle 23BAB11 | 7604 | 23BAB202 | Generator Cubicle | 1 | PCE | Germany |  |  | Zeichnung |  |  |  | 1001 | S-1001-0002-C-23-7604-01204185-N | 1070 | 822.72 | 800 | 130 | 120 | 256 | WA452066003 | 22569687 | 853540 | N | N
Polo | FEAG St. Ingbert GmbH St. Ingbert | TPES | 5044, Generator Sternpunkt Erdungs Zelle 23BAB11 | 5044, Generator Neutral Grounding Cubicle 23BAB11 | 408941, Cable N2XSY 1x35/16 12/20kV | 408941, Kabel N2XSY 1x35/16 12/20kV | 7604 | 23BAB202 | Generator Cubicle | 20 | MTR | Croatia |  |  | Zeichnung |  |  |  | 1001 | S-1001-0002-C-23-7604-01204185-N | 1070 | 822.72 | 22 | 130 | 120 | 256 | WA452066003 | 22569689 | 854460 | N | N
Polo | FEAG St. Ingbert GmbH St. Ingbert | TPES | 5044, Generator Sternpunkt Erdungs Zelle 23BAB11 | 5044, Generator Neutral Grounding Cubicle 23BAB11 | 462791, Sealing end SEI 24 24kV | 462791, Endverschluß SEI 24 24kV | 7604 | 23BAB202 | Generator Cubicle | 3 | PCE | Germany |  |  | Zeichnung |  |  |  | 1001 | S-1001-0002-C-23-7604-01204185-N | 1070 | 822.72 | 0.72 | 130 | 120 | 256 | WA452066003 | 22569688 | 854690 | N | N
Polo | FEAG St. Ingbert GmbH St. Ingbert | TPES | Module 23UBA02 | Modul 23UBA02 | Module 22UBA02 | Modul 22UBA02 | 7204 | 23UBA307 | Power Control Center (PCC) | 1 | PCE | Germany | [6 empty] | 1001 | S-1001-0003-A-23-7204-01204185-N | 19773.57 | 19773.57 | 19757 | 1235 | 395 | 350 | WA475089201 | 22625156 | 853720 | N | N
Polo | FEAG St. Ingbert GmbH St. Ingbert | TPES | Module 23UBA02 | Modul 23UBA02 | Spreaders | Seilspreizen | 7204 | 23UBA307 | Power Control Center (PCC) | 2 | PCE | Germany | [6 empty] | 1001 | S-1001-0003-A-23-7204-01204185-N | 19773.57 | 19773.57 | 0.002 | 1235 | 395 | 350 | WA475089201 | 22625161 | 853720 | N | N
Polo | FEAG St. Ingbert GmbH St. Ingbert | TPES | Module 23UBA02 | Modul 23UBA02 | Rope Ø 28mm 9.393 mm L1 red | Seil Ø 28mm 9.393 mm L1 rot | 7204 | 23UBA307 | Power Control Center (PCC) | 1 | PCE | Germany | [6 empty] | 1001 | S-1001-0003-A-23-7204-01204185-N | 19773.57 | 19773.57 | 0.001 | 1235 | 395 | 350 | WA475089201 | 22625157 | 853720 | N | N
Polo | FEAG St. Ingbert GmbH St. Ingbert | TPES | Module 23UBA02 | Modul 23UBA02 | Rope Ø 28mm 9.316 mm L2 blue | Seil Ø 28mm 9.316 mm L2 blau | 7204 | 23UBA307 | Power Control Center (PCC) | 1 | PCE | Germany | [6 empty] | 1001 | S-1001-0003-A-23-7204-01204185-N | 19773.57 | 19773.57 | 0.001 | 1235 | 395 | 350 | WA475089201 | 22625158 | 853720 | N | N
Polo | FEAG St. Ingbert GmbH St. Ingbert | TPES | Module 23UBA02 | Modul 23UBA02 | Rope Ø 28mm 9.297 mm L3 black | Seil Ø 28mm 9.297 mm L3 schwarz | 7204 | 23UBA307 | Power Control Center (PCC) | 1 | PCE | Germany | [6 empty] | 1001 | S-1001-0003-A-23-7204-01204185-N | 19773.57 | 19773.57 | 0.001 | 1235 | 395 | 350 | WA475089201 | 22625159 | 853720 | N | N
Polo | FEAG St. Ingbert GmbH St. Ingbert | TPES | Module 23UBA02 | Modul 23UBA02 | Rope Ø 28mm 9.374 mm L4 green | Seil Ø 28mm 9.374 mm L4 grün | 7204 | 23UBA307 | Power Control Center (PCC) | 1 | PCE | Germany | [6 empty] | 1001 | S-1001-0003-A-23-7204-01204185-N | 19773.57 | 19773.57 | 0.001 | 1235 | 395 | 350 | WA475089201 | 22625160 | 853720 | N | N
Polo | FEAG St. Ingbert GmbH St. Ingbert | TPES | Module 23UBA02 | Modul 23UBA02 | air conditioner HTW045 | Klimagerät HTW045 | 7204 | 23UBA307 | Power Control Center (PCC) | 1 | PCE | Germany | [6 empty] | 1001 | S-1001-0003-A-23-7204-01204185-N | 19773.57 | 19773.57 | 0.001 | 1235 | 395 | 350 | WA475089201 | 22625177 | 853720 | N | N
Polo | FEAG St. Ingbert GmbH St. Ingbert | TPES | Module 23UBA02 | Modul 23UBA02 | 408924, heat shrinkable tubing (3.2 1,6MM) | 408924, Wärmeschrumpfschlauch dünnwandig (3,2-1,6MM) | 7204 | 23UBA307 | Power Control Center (PCC) | 4 | MTR | Germany | [6 empty] | 1001 | S-1001-0003-A-23-7204-01204185-N | 19773.57 | 19773.57 | 0.022 | 1235 | 395 | 350 | WA475089201 | 22625152 | 853720 | N | N
Polo | FEAG St. Ingbert GmbH St. Ingbert | TPES | Module 23UBA02 | Modul 23UBA02 | 408925, heat shrinkable tubing 9.5-4, 8 mm | 408925, Wärmeschrumpfschlauch dünnwandig 9,5-4,8mm | 7204 | 23UBA307 | Power Control Center (PCC) | 3 | MTR | Germany | [6 empty] | 1001 | S-1001-0003-A-23-7204-01204185-N | 19773.57 | 19773.57 | 0.046 | 1235 | 395 | 350 | WA475089201 | 22625153 | 853720 | N | N
Polo | FEAG St. Ingbert GmbH St. Ingbert | TPES | Module 23UBA02 | Modul 23UBA02 | 408927, heat shrinkable tube (12.7 6.4 mm) | 408927, Wärmeschrumpfschlauch dünnwandig (12,7-6,4 mm) | 7204 | 23UBA307 | Power Control Center (PCC) | 2 | MTR | Germany | [6 empty] | 1001 | S-1001-0003-A-23-7204-01204185-N | 19773.57 | 19773.57 | 0.065 | 1235 | 395 | 350 | WA475089201 | 22625154 | 853720 | N | N
Polo | FEAG St. Ingbert GmbH St. Ingbert | TPES | Module 23UBA02 | Modul 23UBA02 | 408929, heat shrinkable tubing (25.4 12.7 mm) | 408929, Wärmeschrumpfschlauch dünnwandig (25,4-12,7 mm) | 7204 | 23UBA307 | Power Control Center (PCC) | 1 | MTR | Germany | [6 empty] | 1001 | S-1001-0003-A-23-7204-01204185-N | 19773.57 | 19773.57 | 0.053 | 1235 | 395 | 350 | WA475089201 | 22625155 | 853720 | N | N
Polo | FEAG St. Ingbert GmbH St. Ingbert | TPES | Module 23UBA02 | Modul 23UBA02 | 369284, BUSBAR SYSTEM, ACCESSORIES, 8US1921-2BA00 | 369284, SAMMELSCHIENENSYSTEM, ZUBEHOER, 8US1921-2BA00 | 7204 | 23UBA307 | Power Control Center (PCC) | 50 | PCE | Germany | [6 empty] | 1001 | S-1001-0003-A-23-7204-01204185-N | 19773.57 | 19773.57 | 1.09 | 1235 | 395 | 350 | WA475089201 | 22625162 | 853720 | N | N
Polo | FEAG St. Ingbert GmbH St. Ingbert | TPES | Module 23UBA02 | Modul 23UBA02 | 409438, Universal conductor terminal 1.5 - 16 mm² | 409438, Anschlussklemmen 05 mm 1,5-16 mm | 7204 | 23UBA307 | Power Control Center (PCC) | 50 | PCE | Germany | [6 empty] | 1001 | S-1001-0003-A-23-7204-01204185-N | 19773.57 | 19773.57 | 1.023 | 1235 | 395 | 350 | WA475089201 | 22625163 | 853720 | N | N
Polo | FEAG St. Ingbert GmbH St. Ingbert | TPES | Module 23UBA02 | Modul 23UBA02 | 12001574, compression cable lugs 120qmm - M12 | 12001574, Presskabelschuh 120qmm - M12 | 7204 | 23UBA307 | Power Control Center (PCC) | 5 | PCE | Germany | [6 empty] | 1001 | S-1001-0003-A-23-7204-01204185-N | 19773.57 | 19773.57 | 0.569 | 1235 | 395 | 350 | WA475089201 | 22625164 | 853720 | N | N
Polo | FEAG St. Ingbert GmbH St. Ingbert | TPES | Module 23UBA02 | Modul 23UBA02 | 408984, cable ties 100 x 2.5 mm | 408984, Kabelbinder 100 x 2,5 mm | 7204 | 23UBA307 | Power Control Center (PCC) | 500 | PCE | Germany | [6 empty] | 1001 | S-1001-0003-A-23-7204-01204185-N | 19773.57 | 19773.57 | 0.155 | 1235 | 395 | 350 | WA475089201 | 22625178 | 853720 | N | N
Polo | FEAG St. Ingbert GmbH St. Ingbert | TPES | Module 23UBA02 | Modul 23UBA02 | 408985, cable ties 140 x 3,5 mm | 408985, Kabelbinder 140 x 3,5 mm | 7204 | 23UBA307 | Power Control Center (PCC) | 100 | PCE | Germany | [6 empty] | 1001 | S-1001-0003-A-23-7204-01204185-N | 19773.57 | 19773.57 | 0.063 | 1235 | 395 | 350 | WA475089201 | 22625179 | 853720 | N | N
Polo | FEAG St. Ingbert GmbH St. Ingbert | TPES | Module 23UBA02 | Modul 23UBA02 | 408987, cable ties 280 x 4,8 mm | 408987, Kabelbinder 280 x 4,8 mm | 7204 | 23UBA307 | Power Control Center (PCC) | 100 | PCE | Germany | [6 empty] | 1001 | S-1001-0003-A-23-7204-01204185-N | 19773.57 | 19773.57 | 0.18 | 1235 | 395 | 350 | WA475089201 | 22625180 | 853720 | N | N
Polo | FEAG St. Ingbert GmbH St. Ingbert | TPES | Module 23UBA02 | Modul 23UBA02 | 408988, cable ties 360 x 7,5 mm | 408988, Kabelbinder 360 x 7,5 mm | 7204 | 23UBA307 | Power Control Center (PCC) | 100 | PCE | Germany | [6 empty] | 1001 | S-1001-0003-A-23-7204-01204185-N | 19773.57 | 19773.57 | 0.552 | 1235 | 395 | 350 | WA475089201 | 22625181 | 853720 | N | N
Polo | FEAG St. Ingbert GmbH St. Ingbert | TPES | Module 23UBA02 | Modul 23UBA02 | 409306, cable protection 12-16 mm-1 cable | 409306, Kabelschutz 12-16 mm 1 Kabel | 7204 | 23UBA307 | Power Control Center (PCC) | 100 | PCE | Germany | [6 empty] | 1001 | S-1001-0003-A-23-7204-01204185-N | 19773.57 | 19773.57 | 3.126 | 1235 | 395 | 350 | WA475089201 | 22625165 | 853720 | N | N
Polo | FEAG St. Ingbert GmbH St. Ingbert | TPES | Module 23UBA02 | Modul 23UBA02 | 409309, cable protection 16-20 mm | 409309, Kabelschutz 16-20 mm | 7204 | 23UBA307 | Power Control Center (PCC) | 100 | PCE | Germany | [6 empty] | 1001 | S-1001-0003-A-23-7204-01204185-N | 19773.57 | 19773.57 | 3.582 | 1235 | 395 | 350 | WA475089201 | 22625166 | 853720 | N | N
Polo | FEAG St. Ingbert GmbH St. Ingbert | TPES | Module 23UBA02 | Modul 23UBA02 | 409311, cable protection 20-24 mm | 409311, Kabelschutz 20-24 mm | 7204 | 23UBA307 | Power Control Center (PCC) | 100 | PCE | Germany | [6 empty] | 1001 | S-1001-0003-A-23-7204-01204185-N | 19773.57 | 19773.57 | 3.922 | 1235 | 395 | 350 | WA475089201 | 22625167 | 853720 | N | N
Polo | FEAG St. Ingbert GmbH St. Ingbert | TPES | Module 23UBA02 | Modul 23UBA02 | 409324, counter sink 13-16 mm | 409324, Gegenwannen 13-16 mm | 7204 | 23UBA307 | Power Control Center (PCC) | 50 | PCE | Germany | [6 empty] | 1001 | S-1001-0003-A-23-7204-01204185-N | 19773.57 | 19773.57 | 0.065 | 1235 | 395 | 350 | WA475089201 | 22625168 | 853720 | N | N
Polo | FEAG St. Ingbert GmbH St. Ingbert | TPES | Module 23UBA02 | Modul 23UBA02 | 409325, counter sink 17-20 mm | 409325, Gegenwanne 17-20 mm | 7204 | 23UBA307 | Power Control Center (PCC) | 50 | PCE | Germany | [6 empty] | 1001 | S-1001-0003-A-23-7204-01204185-N | 19773.57 | 19773.57 | 0.078 | 1235 | 395 | 350 | WA475089201 | 22625169 | 853720 | N | N
Polo | FEAG St. Ingbert GmbH St. Ingbert | TPES | Module 23UBA02 | Modul 23UBA02 | 409326, couter sink 21-24 mm | 409326, Gegenwanne 21-24 mm | 7204 | 23UBA307 | Power Control Center (PCC) | 50 | PCE | Germany | [6 empty] | 1001 | S-1001-0003-A-23-7204-01204185-N | 19773.57 | 19773.57 | 0.095 | 1235 | 395 | 350 | WA475089201 | 22625170 | 853720 | N | N
Polo | FEAG St. Ingbert GmbH St. Ingbert | TPES | Module 23UBA02 | Modul 23UBA02 | 409330, insulated pans 14-16 mm | 409330, Isolierwannen 14-16 mm | 7204 | 23UBA307 | Power Control Center (PCC) | 50 | PCE | Germany | [6 empty] | 1001 | S-1001-0003-A-23-7204-01204185-N | 19773.57 | 19773.57 | 0.077 | 1235 | 395 | 350 | WA475089201 | 22625171 | 853720 | N | N
Polo | FEAG St. Ingbert GmbH St. Ingbert | TPES | Module 23UBA02 | Modul 23UBA02 | 409331, insulated pans 18-20 mm | 409331, Isolierwannen 18-20 mm | 7204 | 23UBA307 | Power Control Center (PCC) | 50 | PCE | Germany | [6 empty] | 1001 | S-1001-0003-A-23-7204-01204185-N | 19773.57 | 19773.57 | 0.078 | 1235 | 395 | 350 | WA475089201 | 22625172 | 853720 | N | N
Polo | FEAG St. Ingbert GmbH St. Ingbert | TPES | Module 23UBA02 | Modul 23UBA02 | 409332, insulated pans 22-24 mm | 409332, Isolierwannen 22-24 mm | 7204 | 23UBA307 | Power Control Center (PCC) | 50 | PCE | Germany | [6 empty] | 1001 | S-1001-0003-A-23-7204-01204185-N | 19773.57 | 19773.57 | 0.107 | 1235 | 395 | 350 | WA475089201 | 22625173 | 853720 | N | N
Polo | FEAG St. Ingbert GmbH St. Ingbert | TPES | Module 23UBA02 | Modul 23UBA02 | 463620, long tub LW 16/40 | 463620, Langwanne LW 16/40 | 7204 | 23UBA307 | Power Control Center (PCC) | 50 | PCE | Germany | [6 empty] | 1001 | S-1001-0003-A-23-7204-01204185-N | 19773.57 | 19773.57 | 0.345 | 1235 | 395 | 350 | WA475089201 | 22625174 | 853720 | N | N
Polo | FEAG St. Ingbert GmbH St. Ingbert | TPES | Module 23UBA02 | Modul 23UBA02 | 409322, long tub 17-20 mm | 409322, Langwanne 17-20 mm | 7204 | 23UBA307 | Power Control Center (PCC) | 50 | PCE | Germany | [6 empty] | 1001 | S-1001-0003-A-23-7204-01204185-N | 19773.57 | 19773.57 | 0.439 | 1235 | 395 | 350 | WA475089201 | 22625175 | 853720 | N | N
Polo | FEAG St. Ingbert GmbH St. Ingbert | TPES | Module 23UBA02 | Modul 23UBA02 | 12001737, long tub PUK | 12001737, Langwanne PUK | 7204 | 23UBA307 | Power Control Center (PCC) | 50 | PCE | Germany | [6 empty] | 1001 | S-1001-0003-A-23-7204-01204185-N | 19773.57 | 19773.57 | 0.722 | 1235 | 395 | 350 | WA475089201 | 22625176 | 853720 | N | N
Polo | FEAG St. Ingbert GmbH St. Ingbert | TPES | Module 23UBA02 | Modul 23UBA02 | 409299, laminate winner | 409299, Laminat-Träger | 7204 | 23UBA307 | Power Control Center (PCC) | 100 | PCE | Germany | [6 empty] | 1001 | S-1001-0003-A-23-7204-01204185-N | 19773.57 | 19773.57 | 0.109 | 1235 | 395 | 350 | WA475089201 | 22625151 | 853720 | N | N
Polo | FEAG St. Ingbert GmbH St. Ingbert | TPES | Accessories 23UBA02 | Beipackmaterial 23UBA02 | Suction-cup lifter 602.1 | 409301, Saugheber - Assfalg 602.1 | 7204 | 23UBA307 | Power Control Center (PCC) | 1 | PCE | Germany | [6 empty] | 1001 | S-1001-0004-A-23-7204-01204185-N | 700 | 444.021 | 0.742 | 320 | 100 | 120 | WA475089201 | 22625190 | 853720 | N | N
Polo | FEAG St. Ingbert GmbH St. Ingbert | TPES | Accessories 23UBA02 | Beipackmaterial 23UBA02 | Shims 200 x 300 x 2 mm | 900063, Unterlegbleche 200 x 300 x 2 mm | 7204 | 23UBA307 | Power Control Center (PCC) | 32 | PCE | Germany | [6 empty] | 1001 | S-1001-0004-A-23-7204-01204185-N | 700 | 444.021 | 29.44 | 320 | 100 | 120 | WA475089201 | 22625191 | 853720 | N | N
Polo | FEAG St. Ingbert GmbH St. Ingbert | TPES | Accessories 23UBA02 | Beipackmaterial 23UBA02 | Shims 200 x 300 x 3 mm | 900064, Unterlegbleche 200 x 300 x 3 mm | 7204 | 23UBA307 | Power Control Center (PCC) | 32 | PCE | Germany | [6 empty] | 1001 | S-1001-0004-A-23-7204-01204185-N | 700 | 444.021 | 45.696 | 320 | 100 | 120 | WA475089201 | 22625192 | 853720 | N | N
Polo | FEAG St. Ingbert GmbH St. Ingbert | TPES | Accessories 23UBA02 | Beipackmaterial 23UBA02 | Inside roof covering plate, RAL 7035 Pos. 1, Sketch 23 | 900238, Dachinnenverkleidung, RAL 7035 Pos. 1, Skizze 23 | 7204 | 23UBA307 | Power Control Center (PCC) | 14 | PCE | Germany | [6 empty] | 1001 | S-1001-0004-A-23-7204-01204185-N | 700 | 444.021 | 39.676 | 320 | 100 | 120 | WA475089201 | 22625193 | 853720 | N | N
Polo | FEAG St. Ingbert GmbH St. Ingbert | TPES | Accessories 23UBA02 | Beipackmaterial 23UBA02 | Inside roof covering plate, RAL 7035, Pos.2, Sketch 23 | 900239, Dachinnenverkleidung, RAL 7035, Pos.2, Skizze 23 | 7204 | 23UBA307 | Power Control Center (PCC) | 4 | PCE | Germany | [6 empty] | 1001 | S-1001-0004-A-23-7204-01204185-N | 700 | 444.021 | 0.75 | 320 | 100 | 120 | WA475089201 | 22625194 | 853720 | N | N
Polo | FEAG St. Ingbert GmbH St. Ingbert | TPES | Accessories 23UBA02 | Beipackmaterial 23UBA02 | Floor chipboards Pos. 83 - 105, Sketch 26 | Bodenplatten Pos. 83 - 105, Skizze 26 | 7204 | 23UBA307 | Power Control Center (PCC) | 23 | PCE | Germany | [6 empty] | 1001 | S-1001-0004-A-23-7204-01204185-N | 700 | 444.021 | 210 | 320 | 100 | 120 | WA475089201 | 22625195 | 853720 | N | N
Polo | FEAG St. Ingbert GmbH St. Ingbert | TPES | Accessories 23UBA02 | Beipackmaterial 23UBA02 | Inside floor covering plate, RAL7035 Pos.3, Sketch 23, 24 | 900240, Bodenverkleidung, RAL7035 Pos.3, Skizze 23, 24 | 7204 | 23UBA307 | Power Control Center (PCC) | 8 | PCE | Germany | [6 empty] | 1001 | S-1001-0004-A-23-7204-01204185-N | 700 | 444.021 | 0.534 | 320 | 100 | 120 | WA475089201 | 22625196 | 853720 | N | N
Polo | FEAG St. Ingbert GmbH St. Ingbert | TPES | Accessories 23UBA02 | Beipackmaterial 23UBA02 | 408797, polyurethane sealant tape 12x12mm | 408797, Polyurethan-Dichtband 12x12mm | 7204 | 23UBA307 | Power Control Center (PCC) | 3 | RO | Germany | [6 empty] | 1001 | S-1001-0004-A-23-7204-01204185-N | 700 | 444.021 | 0.304 | 320 | 100 | 120 | WA475089201 | 22625184 | 853720 | N | N
Polo | FEAG St. Ingbert GmbH St. Ingbert | TPES | Accessories 23UBA02 | Beipackmaterial 23UBA02 | Mineral wool Isover 035 (5,6m³) | 409400, Mineralwolle Isover 035 (5,6m³) | 7204 | 23UBA307 | Power Control Center (PCC) | 3 | RO | Germany | [6 empty] | 1001 | S-1001-0004-A-23-7204-01204185-N | 700 | 444.021 | 40.5 | 320 | 100 | 120 | WA475089201 | 22625185 | 853720 | N | N
Polo | FEAG St. Ingbert GmbH St. Ingbert | TPES | Accessories 23UBA02 | Beipackmaterial 23UBA02 | Rain down-pipes sockets set | 409278, Muffe Wasserablauf | 7204 | 23UBA307 | Power Control Center (PCC) | 8 | PCE | Germany | [6 empty] | 1001 | S-1001-0004-A-23-7204-01204185-N | 700 | 444.021 | 20.488 | 320 | 100 | 120 | WA475089201 | 22625197 | 853720 | N | N
Polo | FEAG St. Ingbert GmbH St. Ingbert | TPES | Accessories 23UBA02 | Beipackmaterial 23UBA02 | Earthing bar for corner support | 900052, Erdungsschiene für Eckstütze | 7204 | 23UBA307 | Power Control Center (PCC) | 2 | PCE | Germany | [6 empty] | 1001 | S-1001-0004-A-23-7204-01204185-N | 700 | 444.021 | 1.772 | 320 | 100 | 120 | WA475089201 | 22625198 | 853720 | N | N
Polo | FEAG St. Ingbert GmbH St. Ingbert | TPES | Accessories 23UBA02 | Beipackmaterial 23UBA02 | Inside vertical corner support covering, RAL7035, Sketch 16 Pos. 2 | 900246, Eckstützenverbindungsblech innen senkrecht, RAL7035, Skizze 16 Pos. 2 | 7204 | 23UBA307 | Power Control Center (PCC) | 2 | PCE | Germany | [6 empty] | 1001 | S-1001-0004-A-23-7204-01204185-N | 700 | 444.021 | 14 | 320 | 100 | 120 | WA475089201 | 22625199 | 853720 | N | N
Polo | FEAG St. Ingbert GmbH St. Ingbert | TPES | Accessories 23UBA02 | Beipackmaterial 23UBA02 | Double-sided splicing tape Tesa-Fix 4970/19 | 409009, Doppelseitiges Klebeband Tesa-Fix 4970/19 | 7204 | 23UBA307 | Power Control Center (PCC) | 1 | RO | Germany | [6 empty] | 1001 | S-1001-0004-A-23-7204-01204185-N | 700 | 444.021 | 0.317 | 320 | 100 | 120 | WA475089201 | 22625186 | 853720 | N | N
Polo | FEAG St. Ingbert GmbH St. Ingbert | TPES | Accessories 23UBA02 | Beipackmaterial 23UBA02 | Self-tapping screws 4,2 x 13 mm | 409189, Blechschrauben 4,2 x 13 mm | 7204 | 23UBA307 | Power Control Center (PCC) | 200 | PCE | Germany | [6 empty] | 1001 | S-1001-0004-A-23-7204-01204185-N | 700 | 444.021 | 0.308 | 320 | 100 | 120 | WA475089201 | 22625215 | 853720 | N | N
Polo | FEAG St. Ingbert GmbH St. Ingbert | TPES | Accessories 23UBA02 | Beipackmaterial 23UBA02 | HEB 100, 100 mm long | 409291, HEB 100, 100 mm lang | 7204 | 23UBA307 | Power Control Center (PCC) | 14 | PCE | Germany | [6 empty] | 1001 | S-1001-0004-A-23-7204-01204185-N | 700 | 444.021 | 28.252 | 320 | 100 | 120 | WA475089201 | 22625200 | 853720 | N | N
Polo | FEAG St. Ingbert GmbH St. Ingbert | TPES | Accessories 23UBA02 | Beipackmaterial 23UBA02 | Resistor support, Sketch 17 | 409277,Widerstand | 7204 | 23UBA307 | Power Control Center (PCC) | 1 | SET | Germany | [6 empty] | 1001 | S-1001-0004-A-23-7204-01204185-N | 700 | 444.021 | 9.97 | 320 | 100 | 120 | WA475089201 | 22625189 | 853720 | N | N
Polo | FEAG St. Ingbert GmbH St. Ingbert | TPES | Accessories 23UBA02 | Beipackmaterial 23UBA02 | Hexagonal screws A2, M10x25 | 452777, Sechskantschrauben A2, M10x25 | 7204 | 23UBA307 | Power Control Center (PCC) | 4 | PCE | Germany | [6 empty] | 1001 | S-1001-0004-A-23-7204-01204185-N | 700 | 444.021 | 0.093 | 320 | 100 | 120 | WA475089201 | 22625213 | 853720 | N | N
Polo | FEAG St. Ingbert GmbH St. Ingbert | TPES | Accessories 23UBA02 | Beipackmaterial 23UBA02 | lock washers A2, A10,5 | 452199, Scheibe d=10,5mm | 7204 | 23UBA307 | Power Control Center (PCC) | 4 | PCE | Germany | [6 empty] | 1001 | S-1001-0004-A-23-7204-01204185-N | 700 | 444.021 | 0.013 | 320 | 100 | 120 | WA475089201 | 22625183 | 853720 | N | N
Polo | FEAG St. Ingbert GmbH St. Ingbert | TPES | Accessories 23UBA02 | Beipackmaterial 23UBA02 | spring washers A2, A10 | 451935, Federring d=10,2mm | 7204 | 23UBA307 | Power Control Center (PCC) | 4 | PCE | Germany | [6 empty] | 1001 | S-1001-0004-A-23-7204-01204185-N | 700 | 444.021 | 0.011 | 320 | 100 | 120 | WA475089201 | 22625201 | 853720 | N | N
Polo | FEAG St. Ingbert GmbH St. Ingbert | TPES | Accessories 23UBA02 | Beipackmaterial 23UBA02 | Cover plug 956-790-008 | 409018, Schutzstopfen 956-790-008 | 7204 | 23UBA307 | Power Control Center (PCC) | 4 | PCE | Germany | [6 empty] | 1001 | S-1001-0004-A-23-7204-01204185-N | 700 | 444.021 | 0.008 | 320 | 100 | 120 | WA475089201 | 22625202 | 853720 | N | N
Polo | FEAG St. Ingbert GmbH St. Ingbert | TPES | Accessories 23UBA02 | Beipackmaterial 23UBA02 | Sealing tape, Norseal V-560 19/3 black, 30m | 409027, Dichtungsband, Norseal V-560 19/3 schwarz, 30m | 7204 | 23UBA307 | Power Control Center (PCC) | 1 | PCE | Germany | [6 empty] | 1001 | S-1001-0004-A-23-7204-01204185-N | 700 | 444.021 | 0.287 | 320 | 100 | 120 | WA475089201 | 22625182 | 853720 | N | N
Polo | FEAG St. Ingbert GmbH St. Ingbert | TPES | Accessories 23UBA02 | Beipackmaterial 23UBA02 | Hexagonal screws A2, M8x25 | 437862, Sechskantschrauben A2, M8x25 | 7204 | 23UBA307 | Power Control Center (PCC) | 6 | PCE | Germany | [6 empty] | 1001 | S-1001-0004-A-23-7204-01204185-N | 700 | 444.021 | 0.084 | 320 | 100 | 120 | WA475089201 | 22625214 | 853720 | N | N
Polo | FEAG St. Ingbert GmbH St. Ingbert | TPES | Accessories 23UBA02 | Beipackmaterial 23UBA02 | Sealing washers A2, M8 | 409491, Dichtungsringe A2, M8 | 7204 | 23UBA307 | Power Control Center (PCC) | 6 | PCE | Germany | [6 empty] | 1001 | S-1001-0004-A-23-7204-01204185-N | 700 | 444.021 | 0.022 | 320 | 100 | 120 | WA475089201 | 22625203 | 853720 | N | N
Polo | FEAG St. Ingbert GmbH St. Ingbert | TPES | Accessories 23UBA02 | Beipackmaterial 23UBA02 | Label for Door | Klebeschild für Tür ( Herzschrittmacher) | 7204 | 23UBA307 | Power Control Center (PCC) | 3 | PCE | Germany | [6 empty] | 1001 | S-1001-0004-A-23-7204-01204185-N | 700 | 444.021 | 0.054 | 320 | 100 | 120 | WA475089201 | 22625204 | 853720 | N | N
Polo | FEAG St. Ingbert GmbH St. Ingbert | TPES | Accessories 23UBA02 | Beipackmaterial 23UBA02 | Label for Door ( CO² ) | Klebeschild für Tür ( CO² ) | 7204 | 23UBA307 | Power Control Center (PCC) | 3 | PCE | Germany | [6 empty] | 1001 | S-1001-0004-A-23-7204-01204185-N | 700 | 444.021 | 0.048 | 320 | 100 | 120 | WA475089201 | 22625205 | 853720 | N | N
Polo | FEAG St. Ingbert GmbH St. Ingbert | TPES | Accessories 23UBA02 | Beipackmaterial 23UBA02 | Label for Door ( Voltage ) | Klebeschild für Tür ( Spannung) | 7204 | 23UBA307 | Power Control Center (PCC) | 3 | PCE | Germany | [6 empty] | 1001 | S-1001-0004-A-23-7204-01204185-N | 700 | 444.021 | 0.047 | 320 | 100 | 120 | WA475089201 | 22625206 | 853720 | N | N
Polo | FEAG St. Ingbert GmbH St. Ingbert | TPES | Accessories 23UBA02 | Beipackmaterial 23UBA02 | Label for battery room door ( Fire ) | Klebeschild für Batterieraumtür ( Feuer) | 7204 | 23UBA307 | Power Control Center (PCC) | 1 | PCE | Germany | [6 empty] | 1001 | S-1001-0004-A-23-7204-01204185-N | 700 | 444.021 | 0.027 | 320 | 100 | 120 | WA475089201 | 22625207 | 853720 | N | N
Polo | FEAG St. Ingbert GmbH St. Ingbert | TPES | Accessories 23UBA02 | Beipackmaterial 23UBA02 | Label for battery room door ( Voltage ) | Klebeschild für Batterieraumtür ( Spannung) | 7204 | 23UBA307 | Power Control Center (PCC) | 1 | PCE | Germany | [6 empty] | 1001 | S-1001-0004-A-23-7204-01204185-N | 700 | 444.021 | 0.024 | 320 | 100 | 120 | WA475089201 | 22625208 | 853720 | N | N
Polo | FEAG St. Ingbert GmbH St. Ingbert | TPES | Accessories 23UBA02 | Beipackmaterial 23UBA02 | Label for battery room door ( Battery ) | Klebeschild für Batterieraumtür ( Batterie) | 7204 | 23UBA307 | Power Control Center (PCC) | 1 | PCE | Germany | [6 empty] | 1001 | S-1001-0004-A-23-7204-01204185-N | 700 | 444.021 | 0.024 | 320 | 100 | 120 | WA475089201 | 22625209 | 853720 | N | N
Polo | FEAG St. Ingbert GmbH St. Ingbert | TPES | Accessories 23UBA02 | Beipackmaterial 23UBA02 | Label for battery room door ( CO² ) | Klebeschild für Batterieraumtür ( CO² ) | 7204 | 23UBA307 | Power Control Center (PCC) | 1 | PCE | Germany | [6 empty] | 1001 | S-1001-0004-A-23-7204-01204185-N | 700 | 444.021 | 0.025 | 320 | 100 | 120 | WA475089201 | 22625210 | 853720 | N | N
Polo | FEAG St. Ingbert GmbH St. Ingbert | TPES | Accessories 23UBA02 | Beipackmaterial 23UBA02 | Brush | 408999, Pinsel | 7204 | 23UBA307 | Power Control Center (PCC) | 5 | PCE | Germany | [6 empty] | 1001 | S-1001-0004-A-23-7204-01204185-N | 700 | 444.021 | 0.244 | 320 | 100 | 120 | WA475089201 | 22625211 | 960340 | N | N
Polo | FEAG St. Ingbert GmbH St. Ingbert | TPES | Accessories 23UBA02 | Beipackmaterial 23UBA02 | Sand paper sheets | 409000, Schleifpapier | 7204 | 23UBA307 | Power Control Center (PCC) | 10 | PCE | Germany | [6 empty] | 1001 | S-1001-0004-A-23-7204-01204185-N | 700 | 444.021 | 0.261 | 320 | 100 | 120 | WA475089201 | 22625212 | 680520 | N | N
Polo | FEAG St. Ingbert GmbH St. Ingbert | TPES | Accessories BUB / BUC | Beipack BUB / BUC | 01284 Terminal Block KL.1,5 -16qmm SS05 | 01284 Leiteranschl. KL.1,5 -16qmm SS05 | 7204 | 23UBA307 | Power Control Center (PCC) | 41 | PCE | Germany | [6 empty] | 1001 | S-1001-0005-A-23-7204-01204185-N | 40 | 6.223 | 0.832 | 60 | 60 | 60 | WA475089201 | 22625222 | 853720 | N | N
Polo | FEAG St. Ingbert GmbH St. Ingbert | TPES | Accessories BUB / BUC | Beipack BUB / BUC | 4.4705.1/0246/002 Switchgear assembly key wing pin | 4.4705.1/0246/002 Doppelbartschlüssel 3 | 7204 | 23UBA307 | Power Control Center (PCC) | 4 | PCE | Germany | [6 empty] | 1001 | S-1001-0005-A-23-7204-01204185-N | 40 | 6.223 | 0.173 | 60 | 60 | 60 | WA475089201 | 22625223 | 853720 | N | N
Polo | FEAG St. Ingbert GmbH St. Ingbert | TPES | Accessories BUB / BUC | Beipack BUB / BUC | 8PQ9132-5AA17 005/Plastic bellow | 8PQ9132-5AA17 005/Faltenbalg | 7204 | 23UBA307 | Power Control Center (PCC) | 19 | PCE | Germany | [6 empty] | 1001 | S-1001-0005-A-23-7204-01204185-N | 40 | 6.223 | 1.875 | 60 | 60 | 60 | WA475089201 | 22625224 | 853720 | N | N
Polo | FEAG St. Ingbert GmbH St. Ingbert | TPES | Accessories BUB / BUC | Beipack BUB / BUC | 8PQ9400-0AA47 000/actuating tool "Test" HFD | 8PQ9400-0AA47 000/Betätigungswerkzeug "Test" HFD | 7204 | 23UBA307 | Power Control Center (PCC) | 4 | PCE | Germany | [6 empty] | 1001 | S-1001-0005-A-23-7204-01204185-N | 40 | 6.223 | 0.192 | 60 | 60 | 60 | WA475089201 | 22625216 | 853720 | N | N
Polo | FEAG St. Ingbert GmbH St. Ingbert | TPES | Accessories BUB / BUC | Beipack BUB / BUC | 8PQ9400-0AA48 003/actuating tool "Operation"HFD | 8PQ9400/0AA48 003/Betätigungswerkzeug "Betrieb" HFD | 7204 | 23UBA307 | Power Control Center (PCC) | 4 | PCE | Germany | [6 empty] | 1001 | S-1001-0005-A-23-7204-01204185-N | 40 | 6.223 | 0.375 | 60 | 60 | 60 | WA475089201 | 22625217 | 853720 | N | N
Polo | FEAG St. Ingbert GmbH St. Ingbert | TPES | Accessories BUB / BUC | Beipack BUB / BUC | 8PQ9400-1AA64 000/cable connection feeder >63A | 8PQ9400-1AA64 000/K-Anschluss Abzweig >63A | 7204 | 23UBA307 | Power Control Center (PCC) | 3 | PCE | Germany | [6 empty] | 1001 | S-1001-0005-A-23-7204-01204185-N | 40 | 6.223 | 0.752 | 60 | 60 | 60 | WA475089201 | 22625218 | 853720 | N | N
Polo | FEAG St. Ingbert GmbH St. Ingbert | TPES | Accessories BUB / BUC | Beipack BUB / BUC | 8PQ9400-1AA70 000/cable connection feeder up to 63 A KE | 8PQ9400-1AA70 000/K-Anschluss Abzweig bis 63A KE | 7204 | 23UBA307 | Power Control Center (PCC) | 2 | PCE | Germany | [6 empty] | 1001 | S-1001-0005-A-23-7204-01204185-N | 40 | 6.223 | 0.203 | 60 | 60 | 60 | WA475089201 | 22625219 | 853720 | N | N
Polo | FEAG St. Ingbert GmbH St. Ingbert | TPES | Accessories BUB / BUC | Beipack BUB / BUC | 8PQ9400-1AA80 000/cable connection feeder >63A - 250 A | 8PQ9400-1AA80/K-Anschluss Abzweig >63A - 250A | 7204 | 23UBA307 | Power Control Center (PCC) | 3 | PCE | Germany | [6 empty] | 1001 | S-1001-0005-A-23-7204-01204185-N | 40 | 6.223 | 0.925 | 60 | 60 | 60 | WA475089201 | 22625220 | 853720 | N | N
Polo | FEAG St. Ingbert GmbH St. Ingbert | TPES | Accessories BUB / BUC | Beipack BUB / BUC | 8PQ9400-2AA25 000/cable connection feeder >250A | 8PQ9400-2AA25 000/K-Anschluss Abzweig >250A | 7204 | 23UBA307 | Power Control Center (PCC) | 1 | PCE | Germany | [6 empty] | 1001 | S-1001-0005-A-23-7204-01204185-N | 40 | 6.223 | 0.896 | 60 | 60 | 60 | WA475089201 | 22625221 | 853720 | N | N
Polo | FEAG St. Ingbert GmbH St. Ingbert | TPFS | Abrasion protection - Unit 23 | Protección contra la abrasión - Unit 23 | 492936, Abrasion protection FG Premix, P0000526300, 541 100 161 | 492936, Abrasión FG Premix, P0000526300, 541 100 161 | 3521 | 23MBM302 | GT Aux Combustion Chamber rack | 24 | PCE | Germany |  |  | Zeichnung |  |  |  | 1001 | S-1001-0006-A-23-3521-01204185-N | 230 | 82.856 | 18.264 | 120 | 120 | 100 | WA481014117 | 23061319 | 392690 | N | N
Polo | FEAG St. Ingbert GmbH St. Ingbert | TPFS | Abrasion protection - Unit 23 | Protección contra la abrasión - Unit 23 | 492937, Abrasion protection FG Pilot, P0000526500, 541 100 169 | 492937, Abrasión FG Pilot, P0000526500, 541 100 169 | 3521 | 23MBM302 | GT Aux Combustion Chamber rack | 24 | PCE | Germany |  |  | Zeichnung |  |  |  | 1001 | S-1001-0006-A-23-3521-01204185-N | 230 | 82.856 | 18.48 | 120 | 120 | 100 | WA481014117 | 23061320 | 392690 | N | N
Polo | FEAG St. Ingbert GmbH St. Ingbert | TPFS | Abrasion protection - Unit 23 | Protección contra la abrasión - Unit 23 | 492938, Abrasion protection FO Supply, P0000526600, 541 100 171 | 492938, Abrasión FO Supply, P0000526600, 541 100 171 | 3521 | 23MBM302 | GT Aux Combustion Chamber rack | 24 | PCE | Germany |  |  | Zeichnung |  |  |  | 1001 | S-1001-0006-A-23-3521-01204185-N | 230 | 82.856 | 7.44 | 120 | 120 | 100 | WA481014117 | 23061321 | 392690 | N | N
Polo | FEAG St. Ingbert GmbH St. Ingbert | TPFS | Abrasion protection - Unit 23 | Protección contra la abrasión - Unit 23 | 492939, Abrasion protection FO Return, P0000526700, 541 100 172 | 492939, Abrasión FO Return, P0000526700, 541 100 172 | 3521 | 23MBM302 | GT Aux Combustion Chamber rack | 24 | PCE | Germany |  |  | Zeichnung |  |  |  | 1001 | S-1001-0006-A-23-3521-01204185-N | 230 | 82.856 | 7.752 | 120 | 120 | 100 | WA481014117 | 23061322 | 392690 | N | N
Polo | FEAG St. Ingbert GmbH St. Ingbert | TPFS | Abrasion protection - Unit 23 | Protección contra la abrasión - Unit 23 | 492940, Abrasion protection FO Premix, P0000526800, 541 100 170 | 492940, Abrasión FO Premix, P0000526800, 541 100 170 | 3521 | 23MBM302 | GT Aux Combustion Chamber rack | 24 | PCE | Germany |  |  | Zeichnung |  |  |  | 1001 | S-1001-0006-A-23-3521-01204185-N | 230 | 82.856 | 8.664 | 120 | 120 | 100 | WA481014117 | 23061323 | 392690 | N | N
Polo | FEAG St. Ingbert GmbH St. Ingbert | TPFS | Abrasion protection - Unit 23 | Protección contra la abrasión - Unit 23 | 492953, Metallic foil RS 0,250 mm, RS-Stahl 1.4301, 003030 | 492953, Lámina metálica RS 0,250 mm, RS-Stahl 1.4301, 003030 | 3521 | 23MBM302 | GT Aux Combustion Chamber rack | 2 | PCE | Germany |  |  | Zeichnung |  |  |  | 1001 | S-1001-0006-A-23-3521-01204185-N | 230 | 82.856 | 1.776 | 120 | 120 | 100 | WA481014117 | 23061324 | 722020 | N | N
Polo | FEAG St. Ingbert GmbH St. Ingbert | TPFS | Abrasion protection - Unit 23 | Protección contra la abrasión - Unit 23 | 492956, Threaded pin GST, M16x100, DIN976, 4.8, 111465 | 492956, prisionero GST, M16x100, DIN976, 4.8, 111465 | 3521 | 23MBM302 | GT Aux Combustion Chamber rack | 24 | PCE | China P.R. |  |  | Zeichnung |  |  |  | 1001 | S-1001-0006-A-23-3521-01204185-N | 230 | 82.856 | 3.12 | 120 | 120 | 100 | WA481014117 | 23061316 | 731815 | N | N
Polo | FEAG St. Ingbert GmbH St. Ingbert | TPFS | Abrasion protection - Unit 23 | Protección contra la abrasión - Unit 23 | 496358, pipe clamp, Stabil D-3G 60-65, 107051 | 496358, abrazadera de tubo, Stabil D-3G 60-65, 107051 | 3521 | 23MBM302 | GT Aux Combustion Chamber rack | 8 | PCE | Germany |  |  | Zeichnung |  |  |  | 1001 | S-1001-0006-A-23-3521-01204185-N | 230 | 82.856 | 1.4 | 120 | 120 | 100 | WA481014117 | 23061325 | 732690 | N | N
Polo | FEAG St. Ingbert GmbH St. Ingbert | TPFS | Abrasion protection - Unit 23 | Protección contra la abrasión - Unit 23 | 492961, Extension sleeve AD, rund M16x45, 157296 | 492961, manguito AD, redondo M16x45, 157296 | 3521 | 23MBM302 | GT Aux Combustion Chamber rack | 20 | PCE | Taiwan |  |  | Zeichnung |  |  |  | 1001 | S-1001-0006-A-23-3521-01204185-N | 230 | 82.856 | 1.4 | 120 | 120 | 100 | WA481014117 | 23061329 | 730799 | N | N
Polo | FEAG St. Ingbert GmbH St. Ingbert | TPFS | Abrasion protection - Unit 23 | Protección contra la abrasión - Unit 23 | 492963, Hex nut NT M16, 114237 | 492963, tuerca hexagonal NT M16, 114237 | 3521 | 23MBM302 | GT Aux Combustion Chamber rack | 48 | PCE | China P.R. |  |  | Zeichnung |  |  |  | 1001 | S-1001-0006-A-23-3521-01204185-N | 230 | 82.856 | 1.44 | 120 | 120 | 100 | WA481014117 | 23061317 | 731816 | N | N
Polo | FEAG St. Ingbert GmbH St. Ingbert | TPFS | Abrasion protection - Unit 23 | Protección contra la abrasión - Unit 23 | 496359, pipe clamp, Stabil D-3G 88-93, 107097 | 496359, abrazadera de tubo, Stabil D-3G 88-93, 107097 | 3521 | 23MBM302 | GT Aux Combustion Chamber rack | 16 | PCE | Germany |  |  | Zeichnung |  |  |  | 1001 | S-1001-0006-A-23-3521-01204185-N | 230 | 82.856 | 5.136 | 120 | 120 | 100 | WA481014117 | 23061326 | 732690 | N | N
Polo | FEAG St. Ingbert GmbH St. Ingbert | TPFS | Abrasion protection - Unit 23 | Protección contra la abrasión - Unit 23 | 492965, Adapter AD IG/IG, 3/8' M16, 146335 | 492965, adaptador AD IG/IG, 3/8" M16, 146335 | 3521 | 23MBM302 | GT Aux Combustion Chamber rack | 28 | PCE | China P.R. |  |  | Zeichnung |  |  |  | 1001 | S-1001-0006-A-23-3521-01204185-N | 230 | 82.856 | 1.036 | 120 | 120 | 100 | WA481014117 | 23061318 | 731819 | N | N
Polo | FEAG St. Ingbert GmbH St. Ingbert | TPFS | Abrasion protection - Unit 23 | Protección contra la abrasión - Unit 23 | 492967, pipe clamp, Stabil D-3G Silicon 47-52, 108131 | 492967, abrazadera de tubo Stabil D-3G silicona 47-52, 108131 | 3521 | 23MBM302 | GT Aux Combustion Chamber rack | 12 | PCE | Germany |  |  | Zeichnung |  |  |  | 1001 | S-1001-0006-A-23-3521-01204185-N | 230 | 82.856 | 2.46 | 120 | 120 | 100 | WA481014117 | 23061327 | 732690 | N | N
Polo | FEAG St. Ingbert GmbH St. Ingbert | TPFS | Abrasion protection - Unit 23 | Protección contra la abrasión - Unit 23 | 492969, pipe clamp, Stabil D-3G Silicon 73-78, 108177 | 492969, abrazadera de tubo, Stabil D-3G silicona 73-78, 108177 | 3521 | 23MBM302 | GT Aux Combustion Chamber rack | 12 | PCE | Germany |  |  | Zeichnung |  |  |  | 1001 | S-1001-0006-A-23-3521-01204185-N | 230 | 82.856 | 4.488 | 120 | 120 | 100 | WA481014117 | 23061328 | 732690 | N | N
Polo | FEAG St. Ingbert GmbH St. Ingbert | TPFS | Air intake - Unit 23 | Casa de succión - Unit 23 | 461281, TR 10 resistance thermometer | 461281, TR 10 termómetros de resistencia | 3521 | 23MBM302 | GT Aux Combustion Chamber rack | 3 | PCE | Germany |  |  | Zeichnung |  |  |  | 1001 | S-1001-0007-A-23-3521-01204185-N | 190 | 36.645 | 3.648 | 320 | 70 | 70 | WA481014116 | 23061223 | 902519 | N | N
Polo | FEAG St. Ingbert GmbH St. Ingbert | TPFS | Air intake - Unit 23 | Casa de succión - Unit 23 | 409557, Reduction M20x1,5/PG11 MS | 409557, reducción M20x1,5/PG11 MS | 3521 | 23MBM302 | GT Aux Combustion Chamber rack | 6 | PCE | Germany |  |  | Zeichnung |  |  |  | 1001 | S-1001-0007-A-23-3521-01204185-N | 190 | 36.645 | 0.083 | 320 | 70 | 70 | WA481014116 | 23061225 | 741999 | N | N
Polo | FEAG St. Ingbert GmbH St. Ingbert | TPFS | Air intake - Unit 23 | Casa de succión - Unit 23 | 409544, Reduction PG16-11 | 409544, reducción PG16-11 | 3521 | 23MBM302 | GT Aux Combustion Chamber rack | 6 | PCE | France |  |  | Zeichnung |  |  |  | 1001 | S-1001-0007-A-23-3521-01204185-N | 190 | 36.645 | 0.062 | 320 | 70 | 70 | WA481014116 | 23061232 | 741999 | N | N
Polo | FEAG St. Ingbert GmbH St. Ingbert | TPFS | Air intake - Unit 23 | Casa de succión - Unit 23 | 448704, cable connection 151 dp 8exzu | 448704, Uni Dicht atornilladura de cables 151 dp 8exzu | 3521 | 23MBM302 | GT Aux Combustion Chamber rack | 6 | PCE | Germany |  |  | Zeichnung |  |  |  | 1001 | S-1001-0007-A-23-3521-01204185-N | 190 | 36.645 | 0.324 | 320 | 70 | 70 | WA481014116 | 23061226 | 741999 | N | N
Polo | FEAG St. Ingbert GmbH St. Ingbert | TPFS | Air intake - Unit 23 | Casa de succión - Unit 23 | 461702, connecting cable TEHCTE-CU blk/vz 4*0,75mm², SLV3950711 | 461702, Cable de conexión TEHCTE-CU blk/vz 4*0,75mm², SLV3950711 | 3521 | 23MBM302 | GT Aux Combustion Chamber rack | 100 | MTR | Germany |  |  | Zeichnung |  |  |  | 1001 | S-1001-0007-A-23-3521-01204185-N | 190 | 36.645 | 8.498 | 320 | 70 | 70 | WA481014116 | 23061220 | 854449 | N | N
Polo | FEAG St. Ingbert GmbH St. Ingbert | TPFS | Air intake - Unit 23 | Casa de succión - Unit 23 | 409532, thimble 0,4 - 1,00 qmm red | 409532, terminal del cable0,4 - 1,00 qmm rot | 3521 | 23MBM302 | GT Aux Combustion Chamber rack | 100 | PCE | Germany |  |  | Zeichnung |  |  |  | 1001 | S-1001-0007-A-23-3521-01204185-N | 190 | 36.645 | 0.083 | 320 | 70 | 70 | WA481014116 | 23061227 | 853690 | N | N
Polo | FEAG St. Ingbert GmbH St. Ingbert | TPFS | Air intake - Unit 23 | Casa de succión - Unit 23 | 407969, SHIELD-KON-connector GSB5261 blue | 407969, SHIELD-KON-conector GSB5261 azul | 3521 | 23MBM302 | GT Aux Combustion Chamber rack | 40 | PCE | United States of America |  |  | Zeichnung |  |  |  | 1001 | S-1001-0007-A-23-3521-01204185-N | 190 | 36.645 | 0.03 | 320 | 70 | 70 | WA481014116 | 23061237 | 853690 | N | EAR99
Polo | FEAG St. Ingbert GmbH St. Ingbert | TPFS | Air intake - Unit 23 | Casa de succión - Unit 23 | 407971, SHIELD-KON-connector GSC5348 orange | 407971, SHIELD-KON-conector GSC5348 naranja | 3521 | 23MBM302 | GT Aux Combustion Chamber rack | 40 | PCE | United States of America |  |  | Zeichnung |  |  |  | 1001 | S-1001-0007-A-23-3521-01204185-N | 190 | 36.645 | 0.038 | 320 | 70 | 70 | WA481014116 | 23061238 | 853690 | N | EAR99
Polo | FEAG St. Ingbert GmbH St. Ingbert | TPFS | Air intake - Unit 23 | Casa de succión - Unit 23 | 410953, 30509500 / ISULTITE shrinkage tube / HTF-A 3/8 sw | 410953, 30509500 / ISULTITE tubo retráctil / HTF-A 3/8 sw | 3521 | 23MBM302 | GT Aux Combustion Chamber rack | 2 | MTR | Netherlands |  |  | Zeichnung |  |  |  | 1001 | S-1001-0007-A-23-3521-01204185-N | 190 | 36.645 | 0.028 | 320 | 70 | 70 | WA481014116 | 23061234 | 391732 | N | N
Polo | FEAG St. Ingbert GmbH St. Ingbert | TPFS | Air intake - Unit 23 | Casa de succión - Unit 23 | 409659, LI6Y 0,75 qmm / 83-9070-71152/005 | 409659, Cable LI6Y 0,75 qmm / 83-9070-71152/005 | 3521 | 23MBM302 | GT Aux Combustion Chamber rack | 5 | MTR | Germany |  |  | Zeichnung |  |  |  | 1001 | S-1001-0007-A-23-3521-01204185-N | 190 | 36.645 | 0.054 | 320 | 70 | 70 | WA481014116 | 23061221 | 854449 | N | N
Polo | FEAG St. Ingbert GmbH St. Ingbert | TPFS | Air intake - Unit 23 | Casa de succión - Unit 23 | 409502, Self-tapping screw SHR-ZYL-DIN7971-C-A2K-4,8X13 | 409502, tornillo SHR-ZYL-DIN7971-C-A2K-4,8X13 | 3521 | 23MBM302 | GT Aux Combustion Chamber rack | 100 | PCE | Thailand |  |  | Zeichnung |  |  |  | 1001 | S-1001-0007-A-23-3521-01204185-N | 190 | 36.645 | 0.2 | 320 | 70 | 70 | WA481014116 | 23061235 | 731814 | N | N
Polo | FEAG St. Ingbert GmbH St. Ingbert | TPFS | Air intake - Unit 23 | Casa de succión - Unit 23 | 12003077, Distributor MBY38GF001 | 12003077, distribuidor MBY38GF001 | 3521 | 23MBM302 | GT Aux Combustion Chamber rack | 1 | PCE | Germany |  |  | Zeichnung |  |  |  | 1001 | S-1001-0007-A-23-3521-01204185-N | 190 | 36.645 | 5.385 | 320 | 70 | 70 | WA481014116 | 23061228 | 853690 | N | N
Polo | FEAG St. Ingbert GmbH St. Ingbert | TPFS | Air intake - Unit 23 | Casa de succión - Unit 23 | 438480, Tube M50x1,5 / 29655 | 438480, pipa M50x1,5 / 29655 | 3521 | 23MBM302 | GT Aux Combustion Chamber rack | 12 | MTR | Germany |  |  | Zeichnung |  |  |  | 1001 | S-1001-0007-A-23-3521-01204185-N | 190 | 36.645 | 12.756 | 320 | 70 | 70 | WA481014116 | 23061222 | 760810 | N | N
Polo | FEAG St. Ingbert GmbH St. Ingbert | TPFS | Air intake - Unit 23 | Casa de succión - Unit 23 | 409646, Socket M50x1,5 / 29635 | 409646, canalón M50x1,5 / 29635 | 3521 | 23MBM302 | GT Aux Combustion Chamber rack | 10 | PCE | Germany |  |  | Zeichnung |  |  |  | 1001 | S-1001-0007-A-23-3521-01204185-N | 190 | 36.645 | 0.307 | 320 | 70 | 70 | WA481014116 | 23061229 | 760900 | N | N
Polo | FEAG St. Ingbert GmbH St. Ingbert | TPFS | Air intake - Unit 23 | Casa de succión - Unit 23 | 409654, Clip SP 650,8 PA - ISUS | 409654, anillo SP 650,8 PA - ISUS | 3521 | 23MBM302 | GT Aux Combustion Chamber rack | 12 | PCE | Germany |  |  | Zeichnung |  |  |  | 1001 | S-1001-0007-A-23-3521-01204185-N | 190 | 36.645 | 2.122 | 320 | 70 | 70 | WA481014116 | 23061230 | 392690 | N | N
Polo | FEAG St. Ingbert GmbH St. Ingbert | TPFS | Air intake - Unit 23 | Casa de succión - Unit 23 | 12001856, plain sheet, 43-9431-01361/359_Rev. 0 | 12001856, placa plana, lacado, 43-9431-01361/359_Rev. 0 | 3521 | 23MBM302 | GT Aux Combustion Chamber rack | 12 | PCE | Germany |  |  | Zeichnung |  |  |  | 1001 | S-1001-0007-A-23-3521-01204185-N | 190 | 36.645 | 2.814 | 320 | 70 | 70 | WA481014116 | 23061231 | 730890 | N | N
Polo | FEAG St. Ingbert GmbH St. Ingbert | TPFS | Air intake - Unit 23 | Casa de succión - Unit 23 | 409502, Self-tapping screw SHR-ZYL-DIN7971-C-A2K-4,8X13 | 409502, tornillo SHR-ZYL-DIN7971-C-A2K-4,8X13 | 3521 | 23MBM302 | GT Aux Combustion Chamber rack | 30 | PCE | Thailand |  |  | Zeichnung |  |  |  | 1001 | S-1001-0007-A-23-3521-01204185-N | 190 | 36.645 | 0.06 | 320 | 70 | 70 | WA481014116 | 23061236 | 731814 | N | N
Polo | FEAG St. Ingbert GmbH St. Ingbert | TPFS | Air intake - Unit 23 | Casa de succión - Unit 23 | 408986, cable tie 200 x 4,6 mm | 408986, ataduras de cables 200 x 4,6 mm | 3521 | 23MBM302 | GT Aux Combustion Chamber rack | 100 | PCE | Italy |  |  | Zeichnung |  |  |  | 1001 | S-1001-0007-A-23-3521-01204185-N | 190 | 36.645 | 0.13 | 320 | 70 | 70 | WA481014116 | 23061233 | 392690 | N | N
Polo | FEAG St. Ingbert GmbH St. Ingbert | TPFS | Air intake - Unit 23 | Casa de succión - Unit 23 | 12001825, seal ring, 43-9424-01361/001 | 12001825, Anillo de obturación según el dibujo 43-9424-01361/001 | 3521 | 23MBM302 | GT Aux Combustion Chamber rack | 3 | PCE | Germany |  |  | Zeichnung |  |  |  | 1001 | S-1001-0007-A-23-3521-01204185-N | 190 | 36.645 | 0.023 | 320 | 70 | 70 | WA481014116 | 23061224 | 401693 | N | N
Polo | FEAG St. Ingbert GmbH St. Ingbert | TPFS | caution plate - Unit 23 | Señal de advertencia - Unit 23 | 12004074, 49120 X Caution plate according to drawing 33-0001-87040/005 Spanish | 12004074, 49120 X escudo advertencia después del dibujo 33-0001-87040/005 Español | 3521 | 23MBM302 | GT Aux Combustion Chamber rack | 2 | PCE | Germany |  |  | Zeichnung |  |  |  | 1001 | S-1001-0008-A-23-3521-01204185-N | 10 | 1.72 | 0.183 | 35 | 25 | 20 | WA481014115 | 23060588 | 831000 | N | N
Polo | FEAG St. Ingbert GmbH St. Ingbert | TPFS | caution plate - Unit 23 | Señal de advertencia - Unit 23 | 12001158, Sheet 4x105x210 according to drawing 33-0001-87040/002 | 12001158, metal de hoja 4x105x210 según el dibujo 33-0001-87040/002 | 3521 | 23MBM302 | GT Aux Combustion Chamber rack | 2 | PCE | Germany |  |  | Zeichnung |  |  |  | 1001 | S-1001-0008-A-23-3521-01204185-N | 10 | 1.72 | 1.382 | 35 | 25 | 20 | WA481014115 | 23060589 | 730890 | N | N
Polo | FEAG St. Ingbert GmbH St. Ingbert | TPFS | caution plate - Unit 23 | Señal de advertencia - Unit 23 | 409542, Plate carrier T4 | 409542, portador de las etiquetas T4 | 3521 | 23MBM302 | GT Aux Combustion Chamber rack | 2 | PCE | Denmark |  |  | Zeichnung |  |  |  | 1001 | S-1001-0008-A-23-3521-01204185-N | 10 | 1.72 | 0.026 | 35 | 25 | 20 | WA481014115 | 23060587 | 761699 | N | N
Polo | FEAG St. Ingbert GmbH St. Ingbert | TPFS | caution plate - Unit 23 | Señal de advertencia - Unit 23 | 409525, Blind rivet countersunk NT-SEKPF-ALU/ST-A2K-5-7-3,2X10 | 409525, remache de ciego cabeza avellanada NT-SEKPF-ALU/ST-A2K-5-7-3,2X10 | 3521 | 23MBM302 | GT Aux Combustion Chamber rack | 4 | PCE | Germany |  |  | Zeichnung |  |  |  | 1001 | S-1001-0008-A-23-3521-01204185-N | 10 | 1.72 | 0.01 | 35 | 25 | 20 | WA481014115 | 23060590 | 731823 | N | N
Polo | FEAG St. Ingbert GmbH St. Ingbert | TPFS | caution plate - Unit 23 | Señal de advertencia - Unit 23 | 409513, Blind rivet flat head NT-FL-AL/ST-A2K-5,5X7,5-3,2X10 | 409513, remache de ciego cabeza NT-FL-AL/ST-A2K-5,5X7,5-3,2X10 | 3521 | 23MBM302 | GT Aux Combustion Chamber rack | 8 | PCE | Germany |  |  | Zeichnung |  |  |  | 1001 | S-1001-0008-A-23-3521-01204185-N | 10 | 1.72 | 0.015 | 35 | 25 | 20 | WA481014115 | 23060591 | 731823 | N | N
Polo | FEAG St. Ingbert GmbH St. Ingbert | TPFS | caution plate - Unit 23 | Señal de advertencia - Unit 23 | 409537, TORRO12-22/9-C7W3 Hose clips | 409537, TORRO12-22/9-C7W3 Abrazaderas roscadas | 3521 | 23MBM302 | GT Aux Combustion Chamber rack | 2 | PCE | Germany |  |  | Zeichnung |  |  |  | 1001 | S-1001-0008-A-23-3521-01204185-N | 10 | 1.72 | 0.03 | 35 | 25 | 20 | WA481014115 | 23060592 | 732690 | N | N
Polo | FEAG St. Ingbert GmbH St. Ingbert | TPFS | caution plate - Unit 23 | Señal de advertencia - Unit 23 | 409538, TORRO20-32/9-C7W3 Hose clips | 409538, TORRO20-32/9-C7W3 Abrazaderas roscadas | 3521 | 23MBM302 | GT Aux Combustion Chamber rack | 2 | PCE | Germany |  |  | Zeichnung |  |  |  | 1001 | S-1001-0008-A-23-3521-01204185-N | 10 | 1.72 | 0.034 | 35 | 25 | 20 | WA481014115 | 23060593 | 732690 | N | N
Polo | FEAG St. Ingbert GmbH St. Ingbert | TPFS | caution plate - Unit 23 | Señal de advertencia - Unit 23 | 409539, TORRO S35 50/9-C7W1 Hose clips | 409539, TORRO S35 50/9-C7W1 Abrazaderas roscadas | 3521 | 23MBM302 | GT Aux Combustion Chamber rack | 2 | PCE | Germany |  |  | Zeichnung |  |  |  | 1001 | S-1001-0008-A-23-3521-01204185-N | 10 | 1.72 | 0.04 | 35 | 25 | 20 | WA481014115 | 23060594 | 732690 | N | N
Polo | FEAG St. Ingbert GmbH St. Ingbert | TPFS | Oil flushing equipment - Unit 23 | Equipo de limpieza - Unit 23 | 413148, Male coupling with larger thread GUG 16 - G1'A | 413148, Tornillo con rosca grande GUG 16 - G1"A | 3521 | 23MBM302 | GT Aux Combustion Chamber rack | 1 | PCE | Germany |  |  | Zeichnung |  |  |  | 1001 | S-1001-0009-A-23-3521-01204185-N | 170 | 66.353 | 0.237 | 120 | 120 | 70 | WA481014114 | 23060403 | 730729 | N | N
Polo | FEAG St. Ingbert GmbH St. Ingbert | TPFS | Oil flushing equipment - Unit 23 | Equipo de limpieza - Unit 23 | 413149, High pressure hose lines with connections 2ST12BS typ B, length = 1000 mm | 413149, Manguera con conexión apropiado 2ST12BS Typ B, 1m | 3521 | 23MBM302 | GT Aux Combustion Chamber rack | 1 | PCE | Germany |  |  | Zeichnung |  |  |  | 1001 | S-1001-0009-A-23-3521-01204185-N | 170 | 66.353 | 1.134 | 120 | 120 | 70 | WA481014114 | 23060404 | 400922 | N | N
Polo | FEAG St. Ingbert GmbH St. Ingbert | TPFS | Oil flushing equipment - Unit 23 | Equipo de limpieza - Unit 23 | 448138, ball valve BKH16 M24 x 1,5 | 448138, válvula de bola BKH16 M24 x 1,5 | 3521 | 23MBM302 | GT Aux Combustion Chamber rack | 1 | PCE | Germany |  |  | Zeichnung |  |  |  | 1001 | S-1001-0009-A-23-3521-01204185-N | 170 | 66.353 | 0.845 | 120 | 120 | 70 | WA481014114 | 23060405 | 848180 | N | N
Polo | FEAG St. Ingbert GmbH St. Ingbert | TPFS | Oil flushing equipment - Unit 23 | Equipo de limpieza - Unit 23 | 434975, Orifice full diameter PN16 DN50 TE279 | 434975, tilbe diámetro completo PN16 DN50 TE279 | 3521 | 23MBM302 | GT Aux Combustion Chamber rack | 1 | PCE | Germany |  |  | Zeichnung |  |  |  | 1001 | S-1001-0009-A-23-3521-01204185-N | 170 | 66.353 | 0.188 | 120 | 120 | 70 | WA481014114 | 23060426 | 732690 | N | N
Polo | FEAG St. Ingbert GmbH St. Ingbert | TPFS | Oil flushing equipment - Unit 23 | Equipo de limpieza - Unit 23 | 409663, O-ring seal 63x3,55 PN16 DIN3771, Viton | 409663, anillo toroidal 63x3,55 PN16 DIN 3771, Viton | 3521 | 23MBM302 | GT Aux Combustion Chamber rack | 2 | PCE | Germany |  |  | Zeichnung |  |  |  | 1001 | S-1001-0009-A-23-3521-01204185-N | 170 | 66.353 | 0.01 | 120 | 120 | 70 | WA481014114 | 23060427 | 392690 | N | N
Polo | FEAG St. Ingbert GmbH St. Ingbert | TPFS | Oil flushing equipment - Unit 23 | Equipo de limpieza - Unit 23 | 434976, Orifice full diameter PN16 DN65 TE279 | 434976, cubierta PN16 DN65 TE279 | 3521 | 23MBM302 | GT Aux Combustion Chamber rack | 1 | PCE | Germany |  |  | Zeichnung |  |  |  | 1001 | S-1001-0009-A-23-3521-01204185-N | 170 | 66.353 | 0.247 | 120 | 120 | 70 | WA481014114 | 23060428 | 732690 | N | N
Polo | FEAG St. Ingbert GmbH St. Ingbert | TPFS | Oil flushing equipment - Unit 23 | Equipo de limpieza - Unit 23 | 409664, O-ring seal 80x3,55 PN16 DIN3771, Viton | 409664, sello 80x3,55 PN16 DIN 3771, Viton | 3521 | 23MBM302 | GT Aux Combustion Chamber rack | 2 | PCE | Italy |  |  | Zeichnung |  |  |  | 1001 | S-1001-0009-A-23-3521-01204185-N | 170 | 66.353 | 0.012 | 120 | 120 | 70 | WA481014114 | 23060451 | 392690 | N | N
Polo | FEAG St. Ingbert GmbH St. Ingbert | TPFS | Oil flushing equipment - Unit 23 | Equipo de limpieza - Unit 23 | 409661, O-ring seal FRM75 51 x 4,50 Viton | 409661, anillo toroidal FRM75 51 x 4,50 Viton | 3521 | 23MBM302 | GT Aux Combustion Chamber rack | 1 | PCE | Italy |  |  | Zeichnung |  |  |  | 1001 | S-1001-0009-A-23-3521-01204185-N | 170 | 66.353 | 0.008 | 120 | 120 | 70 | WA481014114 | 23060453 | 392690 | N | N
Polo | FEAG St. Ingbert GmbH St. Ingbert | TPFS | Oil flushing equipment - Unit 23 | Equipo de limpieza - Unit 23 | 409660, O-Ring FRM75 46 x 3,00 Viton | 409660, anillo toroidal FRM75 46 x 3,00 Viton | 3521 | 23MBM302 | GT Aux Combustion Chamber rack | 1 | PCE | Germany |  |  | Zeichnung |  |  |  | 1001 | S-1001-0009-A-23-3521-01204185-N | 170 | 66.353 | 0.005 | 120 | 120 | 70 | WA481014114 | 23060430 | 392690 | N | N
Polo | FEAG St. Ingbert GmbH St. Ingbert | TPFS | Oil flushing equipment - Unit 23 | Equipo de limpieza - Unit 23 | 413151, Reducing male coupling GUR 20 (only Pos. 1 and 5) | 413151, tornillo GUR 20 | 3521 | 23MBM302 | GT Aux Combustion Chamber rack | 1 | PCE | Germany |  |  | Zeichnung |  |  |  | 1001 | S-1001-0009-A-23-3521-01204185-N | 170 | 66.353 | 0.145 | 120 | 120 | 70 | WA481014114 | 23060406 | 730729 | N | N
Polo | FEAG St. Ingbert GmbH St. Ingbert | TPFS | Oil flushing equipment - Unit 23 | Equipo de limpieza - Unit 23 | 413152, Pressure hose lines wiht connections 2ST16BS Typ C, length = 1800 mm | 413152, Línea de la manguera con la guarnición de la conexión 2ST16BS Typ C, 1,8m | 3521 | 23MBM302 | GT Aux Combustion Chamber rack | 1 | PCE | Germany |  |  | Zeichnung |  |  |  | 1001 | S-1001-0009-A-23-3521-01204185-N | 170 | 66.353 | 2.147 | 120 | 120 | 70 | WA481014114 | 23060407 | 400922 | N | N
Polo | FEAG St. Ingbert GmbH St. Ingbert | TPFS | Oil flushing equipment - Unit 23 | Equipo de limpieza - Unit 23 | 413153, Straight coupling GV20 (only Pos. 1) | 413153,apropiado recta GV20 | 3521 | 23MBM302 | GT Aux Combustion Chamber rack | 1 | PCE | Germany |  |  | Zeichnung |  |  |  | 1001 | S-1001-0009-A-23-3521-01204185-N | 170 | 66.353 | 0.15 | 120 | 120 | 70 | WA481014114 | 23060408 | 730729 | N | N
Polo | FEAG St. Ingbert GmbH St. Ingbert | TPFS | Oil flushing equipment - Unit 23 | Equipo de limpieza - Unit 23 | 409666, O-Ring FRM75 99 x 4,50 Viton | 409666, anillo toroidal FRM75 99 x 4,50 Viton | 3521 | 23MBM302 | GT Aux Combustion Chamber rack | 1 | PCE | Germany |  |  | Zeichnung |  |  |  | 1001 | S-1001-0009-A-23-3521-01204185-N | 170 | 66.353 | 0.012 | 120 | 120 | 70 | WA481014114 | 23060431 | 392690 | N | N
Polo | FEAG St. Ingbert GmbH St. Ingbert | TPFS | Oil flushing equipment - Unit 23 | Equipo de limpieza - Unit 23 | 409665, O-Ring FRM75 89 x 5,00 Viton | 409665, anillo toroidal FRM75 89 x 5,00 Viton | 3521 | 23MBM302 | GT Aux Combustion Chamber rack | 1 | PCE | Italy |  |  | Zeichnung |  |  |  | 1001 | S-1001-0009-A-23-3521-01204185-N | 170 | 66.353 | 0.014 | 120 | 120 | 70 | WA481014114 | 23060452 | 392690 | N | N
Polo | FEAG St. Ingbert GmbH St. Ingbert | TPFS | Oil flushing equipment - Unit 23 | Equipo de limpieza - Unit 23 | 413154, Reducing male coupling GUR 30 - G1"A (only Pos. 1 and 5) | 413154, La reducción de espárrago GUR 30-G1'A | 3521 | 23MBM302 | GT Aux Combustion Chamber rack | 1 | PCE | Germany |  |  | Zeichnung |  |  |  | 1001 | S-1001-0009-A-23-3521-01204185-N | 170 | 66.353 | 0.334 | 120 | 120 | 70 | WA481014114 | 23060409 | 730729 | N | N
Polo | FEAG St. Ingbert GmbH St. Ingbert | TPFS | Oil flushing equipment - Unit 23 | Equipo de limpieza - Unit 23 | 413155, High pressure hose lines with connections 2ST25BS typ A, length = 1500 mm | 413155, Línea de la manguera con la guarnición de la conexión 2ST25BS Typ A, 1,5m | 3521 | 23MBM302 | GT Aux Combustion Chamber rack | 1 | PCE | Germany |  |  | Zeichnung |  |  |  | 1001 | S-1001-0009-A-23-3521-01204185-N | 170 | 66.353 | 3.698 | 120 | 120 | 70 | WA481014114 | 23060410 | 400922 | N | N
Polo | FEAG St. Ingbert GmbH St. Ingbert | TPFS | Oil flushing equipment - Unit 23 | Equipo de limpieza - Unit 23 | 413156, Straight coupling GV30 (only Pos. 1) | 413156, apropiado recta GV30 | 3521 | 23MBM302 | GT Aux Combustion Chamber rack | 1 | PCE | Germany |  |  | Zeichnung |  |  |  | 1001 | S-1001-0009-A-23-3521-01204185-N | 170 | 66.353 | 0.342 | 120 | 120 | 70 | WA481014114 | 23060411 | 730729 | N | N
Polo | FEAG St. Ingbert GmbH St. Ingbert | TPFS | Oil flushing equipment - Unit 23 | Equipo de limpieza - Unit 23 | 409671, Protection cap GPN700 G1/4" | 409671, tapa GPN700 G1/4' | 3521 | 23MBM302 | GT Aux Combustion Chamber rack | 1 | PCE | Germany |  |  | Zeichnung |  |  |  | 1001 | S-1001-0009-A-23-3521-01204185-N | 170 | 66.353 | 0.002 | 120 | 120 | 70 | WA481014114 | 23060432 | 392350 | N | N
Polo | FEAG St. Ingbert GmbH St. Ingbert | TPFS | Oil flushing equipment - Unit 23 | Equipo de limpieza - Unit 23 | 409670, Protection cap GPN700 G1/2' | 409670,tapa GPN700 G1/2" | 3521 | 23MBM302 | GT Aux Combustion Chamber rack | 1 | PCE | Germany |  |  | Zeichnung |  |  |  | 1001 | S-1001-0009-A-23-3521-01204185-N | 170 | 66.353 | 0.006 | 120 | 120 | 70 | WA481014114 | 23060433 | 392350 | N | N
Polo | FEAG St. Ingbert GmbH St. Ingbert | TPFS | Oil flushing equipment - Unit 23 | Equipo de limpieza - Unit 23 | 409674, Protection cap GPN735 G1' | 409674,tapa GPN735 G1" | 3521 | 23MBM302 | GT Aux Combustion Chamber rack | 1 | PCE | Germany |  |  | Zeichnung |  |  |  | 1001 | S-1001-0009-A-23-3521-01204185-N | 170 | 66.353 | 0.01 | 120 | 120 | 70 | WA481014114 | 23060434 | 392350 | N | N
Polo | FEAG St. Ingbert GmbH St. Ingbert | TPFS | Oil flushing equipment - Unit 23 | Equipo de limpieza - Unit 23 | 409672, Protection cap GPN700 M30x2 | 409672, tapa GPN700 M30x2 | 3521 | 23MBM302 | GT Aux Combustion Chamber rack | 1 | PCE | Germany |  |  | Zeichnung |  |  |  | 1001 | S-1001-0009-A-23-3521-01204185-N | 170 | 66.353 | 0.008 | 120 | 120 | 70 | WA481014114 | 23060435 | 392350 | N | N
Polo | FEAG St. Ingbert GmbH St. Ingbert | TPFS | Oil flushing equipment - Unit 23 | Equipo de limpieza - Unit 23 | 409673, Protection cap GPN700 G3/4' | 409673, caperuza GPN700 G3/4" | 3521 | 23MBM302 | GT Aux Combustion Chamber rack | 2 | PCE | Germany |  |  | Zeichnung |  |  |  | 1001 | S-1001-0009-A-23-3521-01204185-N | 170 | 66.353 | 0.01 | 120 | 120 | 70 | WA481014114 | 23060436 | 392350 | N | N
Polo | FEAG St. Ingbert GmbH St. Ingbert | TPFS | Oil flushing equipment - Unit 23 | Equipo de limpieza - Unit 23 | 413151, Reducing male coupling GUR 20 (only Pos. 1 and 5) | 413151, tornillo GUR 20 | 3521 | 23MBM302 | GT Aux Combustion Chamber rack | 1 | PCE | Germany |  |  | Zeichnung |  |  |  | 1001 | S-1001-0009-A-23-3521-01204185-N | 170 | 66.353 | 0.145 | 120 | 120 | 70 | WA481014114 | 23060412 | 730729 | N | N
Polo | FEAG St. Ingbert GmbH St. Ingbert | TPFS | Oil flushing equipment - Unit 23 | Equipo de limpieza - Unit 23 | 413168, High pressure hose lines with connections 2ST16BS Typ C, length = 1500 mm | 413168, Línea de la manguera con la guarnición de la conexión 2ST16BS Typ C, 1,5m | 3521 | 23MBM302 | GT Aux Combustion Chamber rack | 1 | PCE | Germany |  |  | Zeichnung |  |  |  | 1001 | S-1001-0009-A-23-3521-01204185-N | 170 | 66.353 | 1.873 | 120 | 120 | 70 | WA481014114 | 23060413 | 400922 | N | N
Polo | FEAG St. Ingbert GmbH St. Ingbert | TPFS | Oil flushing equipment - Unit 23 | Equipo de limpieza - Unit 23 | 413153, Straight coupling GV20 (only Pos. 1) | 413153,apropiado recta GV20 | 3521 | 23MBM302 | GT Aux Combustion Chamber rack | 1 | PCE | Germany |  |  | Zeichnung |  |  |  | 1001 | S-1001-0009-A-23-3521-01204185-N | 170 | 66.353 | 0.15 | 120 | 120 | 70 | WA481014114 | 23060414 | 730729 | N | N
Polo | FEAG St. Ingbert GmbH St. Ingbert | TPFS | Oil flushing equipment - Unit 23 | Equipo de limpieza - Unit 23 | 409669, Flange cap GPN680 DN100 DIN EN 12351 | 409669, Casquillo del reborde GPN680 DN100 DIN EN 12351 | 3521 | 23MBM302 | GT Aux Combustion Chamber rack | 4 | PCE | Germany |  |  | Zeichnung |  |  |  | 1001 | S-1001-0009-A-23-3521-01204185-N | 170 | 66.353 | 0.608 | 120 | 120 | 70 | WA481014114 | 23060437 | 392350 | N | N
Polo | FEAG St. Ingbert GmbH St. Ingbert | TPFS | Oil flushing equipment - Unit 23 | Equipo de limpieza - Unit 23 | 409667, Flange cap GPN680 DN50 DIN EN 12351 | 409667, tapón de la brida GPN680 DN50 DIN EN 12351 | 3521 | 23MBM302 | GT Aux Combustion Chamber rack | 2 | PCE | Germany |  |  | Zeichnung |  |  |  | 1001 | S-1001-0009-A-23-3521-01204185-N | 170 | 66.353 | 0.127 | 120 | 120 | 70 | WA481014114 | 23060438 | 392350 | N | N
Polo | FEAG St. Ingbert GmbH St. Ingbert | TPFS | Oil flushing equipment - Unit 23 | Equipo de limpieza - Unit 23 | 409668, Flange cap GPN680 DN65 DIN EN 12351 | 409668, Casquillo del reborde GPN680 DN65 DIN EN 12351 | 3521 | 23MBM302 | GT Aux Combustion Chamber rack | 1 | PCE | Germany |  |  | Zeichnung |  |  |  | 1001 | S-1001-0009-A-23-3521-01204185-N | 170 | 66.353 | 0.101 | 120 | 120 | 70 | WA481014114 | 23060439 | 392350 | N | N
Polo | FEAG St. Ingbert GmbH St. Ingbert | TPFS | Oil flushing equipment - Unit 23 | Equipo de limpieza - Unit 23 | 413151, Reducing male coupling GUR 20 (only Pos. 1 and 5) | 413151, tornillo GUR 20 | 3521 | 23MBM302 | GT Aux Combustion Chamber rack | 1 | PCE | Germany |  |  | Zeichnung |  |  |  | 1001 | S-1001-0009-A-23-3521-01204185-N | 170 | 66.353 | 0.145 | 120 | 120 | 70 | WA481014114 | 23060415 | 730729 | N | N
Polo | FEAG St. Ingbert GmbH St. Ingbert | TPFS | Oil flushing equipment - Unit 23 | Equipo de limpieza - Unit 23 | 413265, High pressure hose lines with connections 2ST-DN 16 BS20/20 Typ C, length = 1200 mm | 413265, Línea de la manguera con la guarnición de la conexión 2ST-DN 16 BS20/20 Typ C, 1,2m | 3521 | 23MBM302 | GT Aux Combustion Chamber rack | 1 | PCE | Germany |  |  | Zeichnung |  |  |  | 1001 | S-1001-0009-A-23-3521-01204185-N | 170 | 66.353 | 1.621 | 120 | 120 | 70 | WA481014114 | 23060416 | 400922 | N | N
Polo | FEAG St. Ingbert GmbH St. Ingbert | TPFS | Oil flushing equipment - Unit 23 | Equipo de limpieza - Unit 23 | 413263, Straight screw connection with reduced nominal size GVR25/20 (only Pos. 1) | 413263, Guarnición recta con la reducción GVR25/20 | 3521 | 23MBM302 | GT Aux Combustion Chamber rack | 1 | PCE | Germany |  |  | Zeichnung |  |  |  | 1001 | S-1001-0009-A-23-3521-01204185-N | 170 | 66.353 | 0.24 | 120 | 120 | 70 | WA481014114 | 23060417 | 730729 | N | N
Polo | FEAG St. Ingbert GmbH St. Ingbert | TPFS | Oil flushing equipment - Unit 23 | Equipo de limpieza - Unit 23 | 413153, Straight coupling GV20 (only Pos. 1) | 413153,apropiado recta GV20 | 3521 | 23MBM302 | GT Aux Combustion Chamber rack | 1 | PCE | Germany |  |  | Zeichnung |  |  |  | 1001 | S-1001-0009-A-23-3521-01204185-N | 170 | 66.353 | 0.15 | 120 | 120 | 70 | WA481014114 | 23060418 | 730729 | N | N
Polo | FEAG St. Ingbert GmbH St. Ingbert | TPFS | Oil flushing equipment - Unit 23 | Equipo de limpieza - Unit 23 | 413151, Reducing male coupling GUR 20 (only Pos. 1 and 5) | 413151, tornillo GUR 20 | 3521 | 23MBM302 | GT Aux Combustion Chamber rack | 1 | PCE | Germany |  |  | Zeichnung |  |  |  | 1001 | S-1001-0009-A-23-3521-01204185-N | 170 | 66.353 | 0.145 | 120 | 120 | 70 | WA481014114 | 23060419 | 730729 | N | N
Polo | FEAG St. Ingbert GmbH St. Ingbert | TPFS | Oil flushing equipment - Unit 23 | Equipo de limpieza - Unit 23 | 413265, High pressure hose lines with connections 2ST-DN 16 BS20/20 Typ C, length = 1200 mm | 413265, Línea de la manguera con la guarnición de la conexión 2ST-DN 16 BS20/20 Typ C, 1,2m | 3521 | 23MBM302 | GT Aux Combustion Chamber rack | 1 | PCE | Germany |  |  | Zeichnung |  |  |  | 1001 | S-1001-0009-A-23-3521-01204185-N | 170 | 66.353 | 1.621 | 120 | 120 | 70 | WA481014114 | 23060429 | 400922 | N | N
Polo | FEAG St. Ingbert GmbH St. Ingbert | TPFS | Oil flushing equipment - Unit 23 | Equipo de limpieza - Unit 23 | 413263, Straight screw connection with reduced nominal size GVR25/20 (only Pos. 1) | 413263, Guarnición recta con la reducción GVR25/20 | 3521 | 23MBM302 | GT Aux Combustion Chamber rack | 1 | PCE | Germany |  |  | Zeichnung |  |  |  | 1001 | S-1001-0009-A-23-3521-01204185-N | 170 | 66.353 | 0.24 | 120 | 120 | 70 | WA481014114 | 23060420 | 730729 | N | N
Polo | FEAG St. Ingbert GmbH St. Ingbert | TPFS | Oil flushing equipment - Unit 23 | Equipo de limpieza - Unit 23 | 413153, Straight coupling GV20 (only Pos. 1) | 413153,apropiado recta GV20 | 3521 | 23MBM302 | GT Aux Combustion Chamber rack | 1 | PCE | Germany |  |  | Zeichnung |  |  |  | 1001 | S-1001-0009-A-23-3521-01204185-N | 170 | 66.353 | 0.15 | 120 | 120 | 70 | WA481014114 | 23060421 | 730729 | N | N
Polo | FEAG St. Ingbert GmbH St. Ingbert | TPFS | Oil flushing equipment - Unit 23 | Equipo de limpieza - Unit 23 | 434968, Tankafixx hose with steel flange, 2 m | 434968, maguera Tankafixx con corona el acero, 2 m | 3521 | 23MBM302 | GT Aux Combustion Chamber rack | 1 | PCE | Germany |  |  | Zeichnung |  |  |  | 1001 | S-1001-0009-A-23-3521-01204185-N | 170 | 66.353 | 11.5 | 120 | 120 | 70 | WA481014114 | 23060422 | 400922 | N | N
Polo | FEAG St. Ingbert GmbH St. Ingbert | TPFS | Oil flushing equipment - Unit 23 | Equipo de limpieza - Unit 23 | 434969, Flange + Concentric reducer DIN 2616-2-K-76,1x2,9-60,3x2,9 Pos.3a-c, BW107333 | 434969, corona + concéntricos reducción DIN 2616-2-K-76,1x2,9-60,3x2,9, BW107333 | 3521 | 23MBM302 | GT Aux Combustion Chamber rack | 1 | PCE | Germany |  |  | Zeichnung |  |  |  | 1001 | S-1001-0009-A-23-3521-01204185-N | 170 | 66.353 | 6.087 | 120 | 120 | 70 | WA481014114 | 23060423 | 730719 | N | N
Polo | FEAG St. Ingbert GmbH St. Ingbert | TPFS | Oil flushing equipment - Unit 23 | Equipo de limpieza - Unit 23 | 434971, + 434973, Hexagon bolt M16x75 8.8 ISO 4014 with nut M16 | 434971 + 434973, tornillo M16x75 8.8 Iso 4014 m. tuerca M16 (Würth 00531675+03171 | 3521 | 23MBM302 | GT Aux Combustion Chamber rack | 12 | PCE | Italy |  |  | Zeichnung |  |  |  | 1001 | S-1001-0009-A-23-3521-01204185-N | 170 | 66.353 | 2.064 | 120 | 120 | 70 | WA481014114 | 23060444 | 731815 | N | N
Polo | FEAG St. Ingbert GmbH St. Ingbert | TPFS | Oil flushing equipment - Unit 23 | Equipo de limpieza - Unit 23 | 409662, Gasket Ø 60x3,55 PN16 DIN 3771, Viton | 409662, sello 60x3,55 PN16 DIN 3771, Viton | 3521 | 23MBM302 | GT Aux Combustion Chamber rack | 2 | PCE | Italy |  |  | Zeichnung |  |  |  | 1001 | S-1001-0009-A-23-3521-01204185-N | 170 | 66.353 | 0.012 | 120 | 120 | 70 | WA481014114 | 23060445 | 392690 | N | N
Polo | FEAG St. Ingbert GmbH St. Ingbert | TPFS | Oil flushing equipment - Unit 23 | Equipo de limpieza - Unit 23 | 434972, Gasket Ø 77,5x3,55 PN16 DIN 3771, Viton | 434972, anillo toroidal 77,5 x 3,55, PN16 DIN3771, Viton | 3521 | 23MBM302 | GT Aux Combustion Chamber rack | 1 | PCE | Italy |  |  | Zeichnung |  |  |  | 1001 | S-1001-0009-A-23-3521-01204185-N | 170 | 66.353 | 0.008 | 120 | 120 | 70 | WA481014114 | 23060446 | 392690 | N | N
Polo | FEAG St. Ingbert GmbH St. Ingbert | TPFS | Oil flushing equipment - Unit 23 | Equipo de limpieza - Unit 23 | 434968, Tankafixx hose with steel flange, 2 m | 434968, maguera Tankafixx con corona el acero, 2 m | 3521 | 23MBM302 | GT Aux Combustion Chamber rack | 1 | PCE | Germany |  |  | Zeichnung |  |  |  | 1001 | S-1001-0009-A-23-3521-01204185-N | 170 | 66.353 | 11.5 | 120 | 120 | 70 | WA481014114 | 23060424 | 400922 | N | N
Polo | FEAG St. Ingbert GmbH St. Ingbert | TPFS | Oil flushing equipment - Unit 23 | Equipo de limpieza - Unit 23 | 434971, + 434973, Hexagon bolt M16x75 8.8 ISO 4014 with nut M16 | 434971 + 434973, tornillo M16x75 8.8 Iso 4014 m. tuerca M16 (Würth 00531675+03171 | 3521 | 23MBM302 | GT Aux Combustion Chamber rack | 8 | PCE | Italy |  |  | Zeichnung |  |  |  | 1001 | S-1001-0009-A-23-3521-01204185-N | 170 | 66.353 | 1.376 | 120 | 120 | 70 | WA481014114 | 23060447 | 731815 | N | N
Polo | FEAG St. Ingbert GmbH St. Ingbert | TPFS | Oil flushing equipment - Unit 23 | Equipo de limpieza - Unit 23 | 409662, Gasket Ø 60x3,55 PN16 DIN 3771, Viton | 409662, sello 60x3,55 PN16 DIN 3771, Viton | 3521 | 23MBM302 | GT Aux Combustion Chamber rack | 2 | PCE | Italy |  |  | Zeichnung |  |  |  | 1001 | S-1001-0009-A-23-3521-01204185-N | 170 | 66.353 | 0.012 | 120 | 120 | 70 | WA481014114 | 23060448 | 392690 | N | N
Polo | FEAG St. Ingbert GmbH St. Ingbert | TPFS | Oil flushing equipment - Unit 23 | Equipo de limpieza - Unit 23 | 413148, Male coupling with larger thread GUG 16 - G1"A | 413148, Tornillo con rosca grande GUG 16 - G1'A | 3521 | 23MBM302 | GT Aux Combustion Chamber rack | 1 | PCE | Germany |  |  | Zeichnung |  |  |  | 1001 | S-1001-0009-A-23-3521-01204185-N | 170 | 66.353 | 0.237 | 120 | 120 | 70 | WA481014114 | 23060440 | 730729 | N | N
Polo | FEAG St. Ingbert GmbH St. Ingbert | TPFS | Oil flushing equipment - Unit 23 | Equipo de limpieza - Unit 23 | 463929, High pressure hose lines with connections 2ST12BS typ B, length = 2,5 m | 463929, Línea de la manguera con la guarnición de la conexión Typ B, 2ST12BS Form B, 2,5m | 3521 | 23MBM302 | GT Aux Combustion Chamber rack | 1 | PCE | Germany |  |  | Zeichnung |  |  |  | 1001 | S-1001-0009-A-23-3521-01204185-N | 170 | 66.353 | 2.046 | 120 | 120 | 70 | WA481014114 | 23060441 | 400922 | N | N
Polo | FEAG St. Ingbert GmbH St. Ingbert | TPFS | Oil flushing equipment - Unit 23 | Equipo de limpieza - Unit 23 | 448138, ball valve BKH16 M24 x 1,5 | 448138, válvula de bola BKH16 M24 x 1,5 | 3521 | 23MBM302 | GT Aux Combustion Chamber rack | 1 | PCE | Germany |  |  | Zeichnung |  |  |  | 1001 | S-1001-0009-A-23-3521-01204185-N | 170 | 66.353 | 0.845 | 120 | 120 | 70 | WA481014114 | 23060442 | 848180 | N | N
Polo | FEAG St. Ingbert GmbH St. Ingbert | TPFS | Oil flushing equipment - Unit 23 | Equipo de limpieza - Unit 23 | 463941, cross piece GF, black Nr 180,1" | 463941, racor en cruz GF, negro Nr 180,1' | 3521 | 23MBM302 | GT Aux Combustion Chamber rack | 1 | PCE | Austria |  |  | Zeichnung |  |  |  | 1001 | S-1001-0009-A-23-3521-01204185-N | 170 | 66.353 | 0.468 | 120 | 120 | 70 | WA481014114 | 23060454 | 730719 | N | N
Polo | FEAG St. Ingbert GmbH St. Ingbert | TPFS | Oil flushing equipment - Unit 23 | Equipo de limpieza - Unit 23 | 463975, GF, Verz. Nr 220, 1" | 463975, Y-distribuidor GF, 220, 1' | 3521 | 23MBM302 | GT Aux Combustion Chamber rack | 1 | PCE | Austria |  |  | Zeichnung |  |  |  | 1001 | S-1001-0009-A-23-3521-01204185-N | 170 | 66.353 | 0.418 | 120 | 120 | 70 | WA481014114 | 23060455 | 730719 | N | N
Polo | FEAG St. Ingbert GmbH St. Ingbert | TPFS | Oil flushing equipment - Unit 23 | Equipo de limpieza - Unit 23 | 434968, Tankafixx hose with steel flange, 2 m | 434968, maguera Tankafixx con corona el acero, 2 m | 3521 | 23MBM302 | GT Aux Combustion Chamber rack | 1 | PCE | Germany |  |  | Zeichnung |  |  |  | 1001 | S-1001-0009-A-23-3521-01204185-N | 170 | 66.353 | 11.5 | 120 | 120 | 70 | WA481014114 | 23060425 | 400922 | N | N
Polo | FEAG St. Ingbert GmbH St. Ingbert | TPFS | Oil flushing equipment - Unit 23 | Equipo de limpieza - Unit 23 | 434971, + 434973, Hexagon bolt M16x75 8.8 ISO 4014 with nut M16 | 434971 + 434973, tornillo M16x75 8.8 Iso 4014 m. tuerca M16 (Würth 00531675+03171 | 3521 | 23MBM302 | GT Aux Combustion Chamber rack | 8 | PCE | Italy |  |  | Zeichnung |  |  |  | 1001 | S-1001-0009-A-23-3521-01204185-N | 170 | 66.353 | 1.376 | 120 | 120 | 70 | WA481014114 | 23060449 | 731815 | N | N
Polo | FEAG St. Ingbert GmbH St. Ingbert | TPFS | Oil flushing equipment - Unit 23 | Equipo de limpieza - Unit 23 | 409662, Gasket Ø 60x3,55 PN16 DIN 3771, Viton | 409662, sello 60x3,55 PN16 DIN 3771, Viton | 3521 | 23MBM302 | GT Aux Combustion Chamber rack | 2 | PCE | Italy |  |  | Zeichnung |  |  |  | 1001 | S-1001-0009-A-23-3521-01204185-N | 170 | 66.353 | 0.012 | 120 | 120 | 70 | WA481014114 | 23060450 | 392690 | N | N
Polo | FEAG St. Ingbert GmbH St. Ingbert | TPFS | Oil flushing equipment - Unit 23 | Equipo de limpieza - Unit 23 | 409670, Protection cap GPN700 G1/2' | 409670,tapa GPN700 G1/2" | 3521 | 23MBM302 | GT Aux Combustion Chamber rack | 2 | PCE | Germany |  |  | Zeichnung |  |  |  | 1001 | S-1001-0009-A-23-3521-01204185-N | 170 | 66.353 | 0.012 | 120 | 120 | 70 | WA481014114 | 23060443 | 392350 | N | N
Polo | FEAG St. Ingbert GmbH St. Ingbert | TPFS | Hydraulic - Unit 23 | Aceite hidráulico sistema de descarga - Unit 23 | 412522, Union SS-20MO-7-12 L. | 412522, tornillo Union SS-20MO-7-12 L | 3521 | 23MBM302 | GT Aux Combustion Chamber rack | 4 | PCE | United States of America |  |  | Zeichnung |  |  |  | 1001 | S-1001-0010-A-23-3521-01204185-N | 14 | 2.778 | 0.888 | 35 | 25 | 20 | WA481014113 | 23060314 | 730729 | N | EAR99
Polo | FEAG St. Ingbert GmbH St. Ingbert | TPFS | Hydraulic - Unit 23 | Aceite hidráulico sistema de descarga - Unit 23 | 434939, Hydraulic hose SS-PB 12 PM 12 PM12- 50cm L. | 434939, manguera hidráulica SS-PB 12 PM 12 PM12- 50cm L. | 3521 | 23MBM302 | GT Aux Combustion Chamber rack | 2 | PCE | United States of America |  |  | Zeichnung |  |  |  | 1001 | S-1001-0010-A-23-3521-01204185-N | 14 | 2.778 | 0.814 | 35 | 25 | 20 | WA481014113 | 23060315 | 400942 | N | EAR99
Polo | FEAG St. Ingbert GmbH St. Ingbert | TPFS | Hydraulic - Unit 23 | Aceite hidráulico sistema de descarga - Unit 23 | 489328, Cap SS-20M0-C | 489328, tapón de cierre SS-20M0-C | 3521 | 23MBM302 | GT Aux Combustion Chamber rack | 2 | PCE | United States of America |  |  | Zeichnung |  |  |  | 1001 | S-1001-0010-A-23-3521-01204185-N | 14 | 2.778 | 1.056 | 35 | 25 | 20 | WA481014113 | 23060316 | 730729 | N | EAR99
Polo | FEAG St. Ingbert GmbH St. Ingbert | TPFS | Hydraulic - Unit 23 | Aceite hidráulico sistema de descarga - Unit 23 | 434941, Teflonband (Ribbon) MS STR-8 L. | 434941, cinta de sellado (Ribbon) MS STR-8 L. | 3521 | 23MBM302 | GT Aux Combustion Chamber rack | 1 | PCE | Italy |  |  | Zeichnung |  |  |  | 1001 | S-1001-0010-A-23-3521-01204185-N | 14 | 2.778 | 0.02 | 35 | 25 | 20 | WA481014113 | 23060313 | 392099 | N | N
Polo | FEAG St. Ingbert GmbH St. Ingbert | TPFS | 71152 - Unit 23 | 71152 - Unit 23 | 409502, Self-tapping screw SHR-ZYL-DIN7971-C-A2K-4,8X13 | 409502, tornillo SHR-ZYL-DIN7971-C-A2K-4,8X13 | 3521 | 23MBM302 | GT Aux Combustion Chamber rack | 30 | PCE | Thailand |  |  | Zeichnung |  |  |  | 1001 | S-1001-0011-A-23-3521-01204185-N | 890 | 596.544 | 0.06 | 320 | 100 | 100 | WA481014111 | 23132746 | 731814 | N | N
Polo | FEAG St. Ingbert GmbH St. Ingbert | TPFS | 71152 - Unit 23 | 71152 - Unit 23 | 411404, Track 2970/2GL | 411404, Perfil en U 2970/2GL | 3521 | 23MBM302 | GT Aux Combustion Chamber rack | 30 | MTR | Germany |  |  | Zeichnung |  |  |  | 1001 | S-1001-0011-A-23-3521-01204185-N | 890 | 596.544 | 22.08 | 320 | 100 | 100 | WA481014111 | 23132633 | 721661 | N | N
Polo | FEAG St. Ingbert GmbH St. Ingbert | TPFS | 71152 - Unit 23 | 71152 - Unit 23 | 409213, Slide nut M6 24/29x15,5x4mm, GSF0406 | 409213, tuerca M6 24/29x15,5x4mm, GSF0406 | 3521 | 23MBM302 | GT Aux Combustion Chamber rack | 25 | PCE | Germany |  |  | Zeichnung |  |  |  | 1001 | S-1001-0011-A-23-3521-01204185-N | 890 | 596.544 | 0.204 | 320 | 100 | 100 | WA481014111 | 23132660 | 731816 | N | N
Polo | FEAG St. Ingbert GmbH St. Ingbert | TPFS | 71152 - Unit 23 | 71152 - Unit 23 | 412503, Cable channel C-5/5, B 50 x H 50 mm, L 2 m | 412503, canal de cable C-5/5, B 50 x H 50 mm, L 2 m | 3521 | 23MBM302 | GT Aux Combustion Chamber rack | 3 | PCE | Germany |  |  | Zeichnung |  |  |  | 1001 | S-1001-0011-A-23-3521-01204185-N | 890 | 596.544 | 9.306 | 320 | 100 | 100 | WA481014111 | 23132661 | 730890 | N | N
Polo | FEAG St. Ingbert GmbH St. Ingbert | TPFS | 71152 - Unit 23 | 71152 - Unit 23 | 412631, Cover für cable channel L-5/5 | 412631, Cubierta para el canal de cable Bristol L-5/5 | 3521 | 23MBM302 | GT Aux Combustion Chamber rack | 3 | PCE | Germany |  |  | Zeichnung |  |  |  | 1001 | S-1001-0011-A-23-3521-01204185-N | 890 | 596.544 | 4.581 | 320 | 100 | 100 | WA481014111 | 23132662 | 730890 | N | N
Polo | FEAG St. Ingbert GmbH St. Ingbert | TPFS | 71152 - Unit 23 | 71152 - Unit 23 | 412632, Quick release fastener FSV | 412632, liberación rápida FSV | 3521 | 23MBM302 | GT Aux Combustion Chamber rack | 15 | PCE | Germany |  |  | Zeichnung |  |  |  | 1001 | S-1001-0011-A-23-3521-01204185-N | 890 | 596.544 | 0.216 | 320 | 100 | 100 | WA481014111 | 23132663 | 732690 | N | N
Polo | FEAG St. Ingbert GmbH St. Ingbert | TPFS | 71152 - Unit 23 | 71152 - Unit 23 | 409633,, Edge protection 15V13-A | 409633, Tira de protección de los bordes 15V13-A | 3521 | 23MBM302 | GT Aux Combustion Chamber rack | 2.5 | MTR | Germany |  |  | Zeichnung |  |  |  | 1001 | S-1001-0011-A-23-3521-01204185-N | 890 | 596.544 | 0.683 | 320 | 100 | 100 | WA481014111 | 23132634 | 391620 | N | N
Polo | FEAG St. Ingbert GmbH St. Ingbert | TPFS | 71152 - Unit 23 | 71152 - Unit 23 | 413266, Screw, M6x12 | 413266, tornillo M6x12 | 3521 | 23MBM302 | GT Aux Combustion Chamber rack | 25 | PCE | Germany |  |  | Zeichnung |  |  |  | 1001 | S-1001-0011-A-23-3521-01204185-N | 890 | 596.544 | 0.151 | 320 | 100 | 100 | WA481014111 | 23132664 | 731815 | N | N
Polo | FEAG St. Ingbert GmbH St. Ingbert | TPFS | 71152 - Unit 23 | 71152 - Unit 23 | 407969, SHIELD-KON-connector GSB5261 blue | 407969, SHIELD-KON-conector GSB5261 azul | 3521 | 23MBM302 | GT Aux Combustion Chamber rack | 4 | PCE | United States of America |  |  | Zeichnung |  |  |  | 1001 | S-1001-0011-A-23-3521-01204185-N | 890 | 596.544 | 0.003 | 320 | 100 | 100 | WA481014111 | 23132747 | 853690 | N | EAR99
Polo | FEAG St. Ingbert GmbH St. Ingbert | TPFS | 71152 - Unit 23 | 71152 - Unit 23 | 407971, SHIELD-KON-connector GSC5348 orange | 407971, SHIELD-KON-conector GSC5348 naranja | 3521 | 23MBM302 | GT Aux Combustion Chamber rack | 4 | PCE | United States of America |  |  | Zeichnung |  |  |  | 1001 | S-1001-0011-A-23-3521-01204185-N | 890 | 596.544 | 0.004 | 320 | 100 | 100 | WA481014111 | 23132748 | 853690 | N | EAR99
Polo | FEAG St. Ingbert GmbH St. Ingbert | TPFS | 71152 - Unit 23 | 71152 - Unit 23 | 409532, thimble 0,4 - 1,00 qmm red | 409532, terminal del cable0,4 - 1,00 qmm rot | 3521 | 23MBM302 | GT Aux Combustion Chamber rack | 20 | PCE | Germany |  |  | Zeichnung |  |  |  | 1001 | S-1001-0011-A-23-3521-01204185-N | 890 | 596.544 | 0.017 | 320 | 100 | 100 | WA481014111 | 23132665 | 853690 | N | N
Polo | FEAG St. Ingbert GmbH St. Ingbert | TPFS | 71152 - Unit 23 | 71152 - Unit 23 | 410953, 30509500 / ISULTITE shrinkage tube / HTF-A 3/8 sw | 410953, 30509500 / ISULTITE tubo retráctil / HTF-A 3/8 sw | 3521 | 23MBM302 | GT Aux Combustion Chamber rack | 1 | MTR | Netherlands |  |  | Zeichnung |  |  |  | 1001 | S-1001-0011-A-23-3521-01204185-N | 890 | 596.544 | 0.014 | 320 | 100 | 100 | WA481014111 | 23132737 | 391732 | N | N
Polo | FEAG St. Ingbert GmbH St. Ingbert | TPFS | 71152 - Unit 23 | 71152 - Unit 23 | 408986, cable tie 200 x 4,6 mm | 408986, ataduras de cables 200 x 4,6 mm | 3521 | 23MBM302 | GT Aux Combustion Chamber rack | 100 | PCE | Italy |  |  | Zeichnung |  |  |  | 1001 | S-1001-0011-A-23-3521-01204185-N | 890 | 596.544 | 0.13 | 320 | 100 | 100 | WA481014111 | 23132731 | 392690 | N | N
Polo | FEAG St. Ingbert GmbH St. Ingbert | TPFS | 71152 - Unit 23 | 71152 - Unit 23 | 412634, Control wire DGSLV-950019 Pos.1 | 412634, Cable DGSLV-950019 Pos.1 | 3521 | 23MBM302 | GT Aux Combustion Chamber rack | 25 | MTR | Germany |  |  | Zeichnung |  |  |  | 1001 | S-1001-0011-A-23-3521-01204185-N | 890 | 596.544 | 5.417 | 320 | 100 | 100 | WA481014111 | 23132635 | 854449 | N | N
Polo | FEAG St. Ingbert GmbH St. Ingbert | TPFS | 71152 - Unit 23 | 71152 - Unit 23 | 16005, Distributor MBY30 GF020 | 16005, distribuidor MBY30 GF020 | 3521 | 23MBM302 | GT Aux Combustion Chamber rack | 1 | PCE | Germany |  | MBY30GF020 | Zeichnung |  |  |  | 1001 | S-1001-0011-A-23-3521-01204185-N | 890 | 596.544 | 8.922 | 320 | 100 | 100 | WA481014111 | 23132666 | 853690 | N | N
Polo | FEAG St. Ingbert GmbH St. Ingbert | TPFS | 71152 - Unit 23 | 71152 - Unit 23 | 409655, LI6YC6Y-J 7x0,75qmm / 83-9070-71152/001 | 409655, Cable LI6YC6Y-J 7x0,75qmm / 83-9070-71152/001 | 3521 | 23MBM302 | GT Aux Combustion Chamber rack | 300 | MTR | Germany |  |  | Zeichnung |  |  |  | 1001 | S-1001-0011-A-23-3521-01204185-N | 890 | 596.544 | 41.564 | 320 | 100 | 100 | WA481014111 | 23132655 | 854449 | N | N
Polo | FEAG St. Ingbert GmbH St. Ingbert | TPFS | 71152 - Unit 23 | 71152 - Unit 23 | 490803, Sechskantmutter, GM-M, Messing verni. M20x1,5 | 490803, Tuerca hexagonal, GM-M, latón M20x1,5 | 3521 | 23MBM302 | GT Aux Combustion Chamber rack | 10 | PCE | Germany |  |  | Zeichnung |  |  |  | 1001 | S-1001-0011-A-23-3521-01204185-N | 890 | 596.544 | 0.051 | 320 | 100 | 100 | WA481014111 | 23132719 | 741533 | N | N
Polo | FEAG St. Ingbert GmbH St. Ingbert | TPFS | 71152 - Unit 23 | 71152 - Unit 23 | 13756, Distributor MBY02 GF002 | 13756, distribuidor MBY02 GF002 | 3521 | 23MBM302 | GT Aux Combustion Chamber rack | 1 | PCE | Germany |  | MBY02GF002 | Zeichnung |  |  |  | 1001 | S-1001-0011-A-23-3521-01204185-N | 890 | 596.544 | 5.262 | 320 | 100 | 100 | WA481014111 | 23132725 | 853690 | N | N
Polo | FEAG St. Ingbert GmbH St. Ingbert | TPFS | 71152 - Unit 23 | 71152 - Unit 23 | 13756, Distributor MBY02 GF002 | 13756, distribuidor MBY02 GF002 | 3521 | 23MBM302 | GT Aux Combustion Chamber rack | 1 | PCE | Germany |  | MBY09GF002 | Zeichnung |  |  |  | 1001 | S-1001-0011-A-23-3521-01204185-N | 890 | 596.544 | 5.262 | 320 | 100 | 100 | WA481014111 | 23132726 | 853690 | N | N
Polo | FEAG St. Ingbert GmbH St. Ingbert | TPFS | 71152 - Unit 23 | 71152 - Unit 23 | 407969, SHIELD-KON-connector GSB5261 blue | 407969, SHIELD-KON-conector GSB5261 azul | 3521 | 23MBM302 | GT Aux Combustion Chamber rack | 10 | PCE | United States of America |  |  | Zeichnung |  |  |  | 1001 | S-1001-0011-A-23-3521-01204185-N | 890 | 596.544 | 0.008 | 320 | 100 | 100 | WA481014111 | 23132761 | 853690 | N | EAR99
Polo | FEAG St. Ingbert GmbH St. Ingbert | TPFS | 71152 - Unit 23 | 71152 - Unit 23 | 407970, SHIELD-KON-connector GSB5297 red | 407970, SHIELD-KON-conector GSB5297 rojo | 3521 | 23MBM302 | GT Aux Combustion Chamber rack | 40 | PCE | United States of America |  |  | Zeichnung |  |  |  | 1001 | S-1001-0011-A-23-3521-01204185-N | 890 | 596.544 | 0.032 | 320 | 100 | 100 | WA481014111 | 23132762 | 853690 | N | EAR99
Polo | FEAG St. Ingbert GmbH St. Ingbert | TPFS | 71152 - Unit 23 | 71152 - Unit 23 | 409532, thimble 0,4 - 1,00 qmm red | 409532, terminal del cable0,4 - 1,00 qmm rot | 3521 | 23MBM302 | GT Aux Combustion Chamber rack | 150 | PCE | Germany |  |  | Zeichnung |  |  |  | 1001 | S-1001-0011-A-23-3521-01204185-N | 890 | 596.544 | 0.125 | 320 | 100 | 100 | WA481014111 | 23132720 | 853690 | N | N
Polo | FEAG St. Ingbert GmbH St. Ingbert | TPFS | 71152 - Unit 23 | 71152 - Unit 23 | 409533, thimble 1,1-2,6qmm blue | 409533, terminal del cable 1,1-2,6qmm blau | 3521 | 23MBM302 | GT Aux Combustion Chamber rack | 50 | PCE | Germany |  |  | Zeichnung |  |  |  | 1001 | S-1001-0011-A-23-3521-01204185-N | 890 | 596.544 | 0.05 | 320 | 100 | 100 | WA481014111 | 23132721 | 853690 | N | N
Polo | FEAG St. Ingbert GmbH St. Ingbert | TPFS | 71152 - Unit 23 | 71152 - Unit 23 | 409659, LI6Y 0,75 qmm / 83-9070-71152/005 | 409659, Cable LI6Y 0,75 qmm / 83-9070-71152/005 | 3521 | 23MBM302 | GT Aux Combustion Chamber rack | 100 | MTR | Germany |  |  | Zeichnung |  |  |  | 1001 | S-1001-0011-A-23-3521-01204185-N | 890 | 596.544 | 1.08 | 320 | 100 | 100 | WA481014111 | 23132658 | 854449 | N | N
Polo | FEAG St. Ingbert GmbH St. Ingbert | TPFS | 71152 - Unit 23 | 71152 - Unit 23 | 412871, FLEXAgraff-AS PG13,5 16x19 hose | 412871, FLEXAgraff-AS PG13,5 16x19 tubo de acero | 3521 | 23MBM302 | GT Aux Combustion Chamber rack | 500 | MTR | Germany |  |  | Zeichnung |  |  |  | 1001 | S-1001-0011-A-23-3521-01204185-N | 890 | 596.544 | 140.5 | 320 | 100 | 100 | WA481014111 | 23132659 | 830710 | N | N
Polo | FEAG St. Ingbert GmbH St. Ingbert | TPFS | 71152 - Unit 23 | 71152 - Unit 23 | 408986, cable tie 200 x 4,6 mm | 408986, ataduras de cables 200 x 4,6 mm | 3521 | 23MBM302 | GT Aux Combustion Chamber rack | 100 | PCE | Italy |  |  | Zeichnung |  |  |  | 1001 | S-1001-0011-A-23-3521-01204185-N | 890 | 596.544 | 0.13 | 320 | 100 | 100 | WA481014111 | 23132736 | 392690 | N | N
Polo | FEAG St. Ingbert GmbH St. Ingbert | TPFS | 71152 - Unit 23 | 71152 - Unit 23 | 410918, LI6YC6Y-O 4X0,75 / 83-9070-71152/001_C Pos. 2 | 410918, Cable LI6YC6Y-O 4X0,75 / 83-9070-71152/001_C Pos. 2 | 3521 | 23MBM302 | GT Aux Combustion Chamber rack | 50 | MTR | Germany |  |  | Zeichnung |  |  |  | 1001 | S-1001-0011-A-23-3521-01204185-N | 890 | 596.544 | 5.05 | 320 | 100 | 100 | WA481014111 | 23132656 | 854449 | N | N
Polo | FEAG St. Ingbert GmbH St. Ingbert | TPFS | 71152 - Unit 23 | 71152 - Unit 23 | 410953, 30509500 / ISULTITE shrinkage tube / HTF-A 3/8 sw | 410953, 30509500 / ISULTITE tubo retráctil / HTF-A 3/8 sw | 3521 | 23MBM302 | GT Aux Combustion Chamber rack | 2 | MTR | Netherlands |  |  | Zeichnung |  |  |  | 1001 | S-1001-0011-A-23-3521-01204185-N | 890 | 596.544 | 0.028 | 320 | 100 | 100 | WA481014111 | 23132743 | 391732 | N | N
Polo | FEAG St. Ingbert GmbH St. Ingbert | TPFS | 71152 - Unit 23 | 71152 - Unit 23 | 12001146, Profil L50x50x5 L=1450 | 12001146, perfil L50x50x5 L=1450 | 3521 | 23MBM302 | GT Aux Combustion Chamber rack | 2 | PCE | Germany |  |  | Zeichnung |  |  |  | 1001 | S-1001-0011-A-23-3521-01204185-N | 890 | 596.544 | 1.14 | 320 | 100 | 100 | WA481014111 | 23132722 | 730890 | N | N
Polo | FEAG St. Ingbert GmbH St. Ingbert | TPFS | 71152 - Unit 23 | 71152 - Unit 23 | 12002180, Rack, DPPPG-70062497_A | 12002180, marco DPPPG-70062497_A | 3521 | 23MBM302 | GT Aux Combustion Chamber rack | 1 | PCE | Germany |  |  | Zeichnung |  |  |  | 1001 | S-1001-0011-A-23-3521-01204185-N | 890 | 596.544 | 18.5 | 320 | 100 | 100 | WA481014111 | 23132723 | 730890 | N | N
Polo | FEAG St. Ingbert GmbH St. Ingbert | TPFS | 71152 - Unit 23 | 71152 - Unit 23 | 409589, Dowel FAZ 12/30 | 409589, taco FAZ 12/30 | 3521 | 23MBM302 | GT Aux Combustion Chamber rack | 4 | PCE | Germany |  |  | Zeichnung |  |  |  | 1001 | S-1001-0011-A-23-3521-01204185-N | 890 | 596.544 | 0.469 | 320 | 100 | 100 | WA481014111 | 23132724 | 732690 | N | N
Polo | FEAG St. Ingbert GmbH St. Ingbert | TPFS | 71152 - Unit 23 | 71152 - Unit 23 | 409657, cable LI6YC6Y-O 4x1,5qmm / 83-9070-71152/001 Pos. 6 | 409657, cable LI6YC6Y-O 4x1,5qmm / 83-9070-71152/001 Pos. 6 | 3521 | 23MBM302 | GT Aux Combustion Chamber rack | 150 | MTR | Germany |  |  | Zeichnung |  |  |  | 1001 | S-1001-0011-A-23-3521-01204185-N | 890 | 596.544 | 20.25 | 320 | 100 | 100 | WA481014111 | 23132657 | 854449 | N | N
Polo | FEAG St. Ingbert GmbH St. Ingbert | TPFS | 71152 - Unit 23 | 71152 - Unit 23 | 407945, Skindicht SR PG11/7 | 407945, Entrada de cables SR PG11/7 | 3521 | 23MBM302 | GT Aux Combustion Chamber rack | 8 | PCE | Germany |  |  | Zeichnung |  |  |  | 1001 | S-1001-0011-A-23-3521-01204185-N | 890 | 596.544 | 0.352 | 320 | 100 | 100 | WA481014111 | 23132714 | 741999 | N | N
Polo | FEAG St. Ingbert GmbH St. Ingbert | TPFS | 71152 - Unit 23 | 71152 - Unit 23 | 407946, Skindicht SR PG11/9 | 407946, Entrada de cables SR PG11/9 | 3521 | 23MBM302 | GT Aux Combustion Chamber rack | 24 | PCE | Germany |  |  | Zeichnung |  |  |  | 1001 | S-1001-0011-A-23-3521-01204185-N | 890 | 596.544 | 0.984 | 320 | 100 | 100 | WA481014111 | 23132715 | 741999 | N | N
Polo | FEAG St. Ingbert GmbH St. Ingbert | TPFS | 71152 - Unit 23 | 71152 - Unit 23 | 452028, Hexagon head screw SHR 6KT DIN 933 SW13 M8x25 8.8 | 452028, tornillo de cabeza hexagonal SHR 6KT DIN 933 SW13 M8x25 8.8 | 3521 | 23MBM302 | GT Aux Combustion Chamber rack | 10 | PCE | Poland |  |  | Zeichnung |  |  |  | 1001 | S-1001-0011-A-23-3521-01204185-N | 890 | 596.544 | 0.132 | 320 | 100 | 100 | WA481014111 | 23132744 | 731815 | N | N
Polo | FEAG St. Ingbert GmbH St. Ingbert | TPFS | 71152 - Unit 23 | 71152 - Unit 23 | 409570, Washer couple SHB-KEILSI-A4-13,5X8,7X2,2 | 409570, Arandela de la cerradura de cuña SHB-KEILSI-A4-13,5X8,7X2,2 | 3521 | 23MBM302 | GT Aux Combustion Chamber rack | 10 | PCE | Sweden |  |  | Zeichnung |  |  |  | 1001 | S-1001-0011-A-23-3521-01204185-N | 890 | 596.544 | 0.012 | 320 | 100 | 100 | WA481014111 | 23132745 | 731821 | N | N
Polo | FEAG St. Ingbert GmbH St. Ingbert | TPFS | 71152 - Unit 23 | 71152 - Unit 23 | 408453, Hexagonal nut MU-6KT-DIN934-I8I-SW13-(A2C)-M8 | 408453, Tuerca hexagonal MU-6KT-DIN934-I8I-SW13-(A2C)-M8 | 3521 | 23MBM302 | GT Aux Combustion Chamber rack | 10 | PCE | China P.R. |  |  | Zeichnung |  |  |  | 1001 | S-1001-0011-A-23-3521-01204185-N | 890 | 596.544 | 0.048 | 320 | 100 | 100 | WA481014111 | 23132628 | 731816 | N | N
Polo | FEAG St. Ingbert GmbH St. Ingbert | TPFS | 71152 - Unit 23 | 71152 - Unit 23 | 490801, Cabel gland, KV ATEX EX D/E1F NPT1/2 T5 | 490801, atornilladura de cables KV ATEX EX D/E1F NPT1/2 T5 | 3521 | 23MBM302 | GT Aux Combustion Chamber rack | 10 | PCE | France |  |  | Zeichnung |  |  |  | 1001 | S-1001-0011-A-23-3521-01204185-N | 890 | 596.544 | 0.6 | 320 | 100 | 100 | WA481014111 | 23132729 | 741999 | N | N
Polo | FEAG St. Ingbert GmbH St. Ingbert | TPFS | 71152 - Unit 23 | 71152 - Unit 23 | 409557, Reduction M20x1,5/PG11 MS | 409557, reducción M20x1,5/PG11 MS | 3521 | 23MBM302 | GT Aux Combustion Chamber rack | 10 | PCE | Germany |  |  | Zeichnung |  |  |  | 1001 | S-1001-0011-A-23-3521-01204185-N | 890 | 596.544 | 0.138 | 320 | 100 | 100 | WA481014111 | 23132716 | 741999 | N | N
Polo | FEAG St. Ingbert GmbH St. Ingbert | TPFS | 71152 - Unit 23 | 71152 - Unit 23 | 409529, Lock nut PG11 MS / 5VB4221 | 409529, contratuerca PG11 MS / 5VB4221 | 3521 | 23MBM302 | GT Aux Combustion Chamber rack | 50 | PCE | Germany |  |  | Zeichnung |  |  |  | 1001 | S-1001-0011-A-23-3521-01204185-N | 890 | 596.544 | 0.15 | 320 | 100 | 100 | WA481014111 | 23132717 | 741533 | N | N
Polo | FEAG St. Ingbert GmbH St. Ingbert | TPFS | 71152 - Unit 23 | 71152 - Unit 23 | 490802, Sechskantmutter, GMK-N, schwarz NPT 1/2' | 490802, Tuerca hexagonal, GMK-N, negro NPT 1/2' | 3521 | 23MBM302 | GT Aux Combustion Chamber rack | 10 | PCE | Germany |  |  | Zeichnung |  |  |  | 1001 | S-1001-0011-A-23-3521-01204185-N | 890 | 596.544 | 0.025 | 320 | 100 | 100 | WA481014111 | 23132718 | 392690 | N | N
Polo | FEAG St. Ingbert GmbH St. Ingbert | TPFS | 71152 - Unit 23 | 71152 - Unit 23 | 412635, Ignition cable LISOSI 51Y 1,5 qmm / 83-9070-71152/003 | 412635, cable de activación LISOSI 51Y 1,5qmm / 83-9070-71152/003 | 3521 | 23MBM302 | GT Aux Combustion Chamber rack | 420 | MTR | Germany |  |  | Zeichnung |  |  |  | 1001 | S-1001-0011-A-23-3521-01204185-N | 890 | 596.544 | 31.872 | 320 | 100 | 100 | WA481014111 | 23132636 | 854449 | N | N
Polo | FEAG St. Ingbert GmbH St. Ingbert | TPFS | 71152 - Unit 23 | 71152 - Unit 23 | 409659, LI6Y 0,75 qmm / 83-9070-71152/005 | 409659, Cable LI6Y 0,75 qmm / 83-9070-71152/005 | 3521 | 23MBM302 | GT Aux Combustion Chamber rack | 100 | MTR | Germany |  |  | Zeichnung |  |  |  | 1001 | S-1001-0011-A-23-3521-01204185-N | 890 | 596.544 | 1.08 | 320 | 100 | 100 | WA481014111 | 23132637 | 854449 | N | N
Polo | FEAG St. Ingbert GmbH St. Ingbert | TPFS | 71152 - Unit 23 | 71152 - Unit 23 | 412636, AGL LI6YC6Y 6 x 0,75 qmm / 83-9070-71152/002 C Pos. 3 | 412636, Cable AGL LI6YC6Y 6 x 0,75 qmm / 83-9070-71152/002 C Pos. 3 | 3521 | 23MBM302 | GT Aux Combustion Chamber rack | 320 | MTR | Germany |  |  | Zeichnung |  |  |  | 1001 | S-1001-0011-A-23-3521-01204185-N | 890 | 596.544 | 41.744 | 320 | 100 | 100 | WA481014111 | 23132638 | 854449 | N | N
Polo | FEAG St. Ingbert GmbH St. Ingbert | TPFS | 71152 - Unit 23 | 71152 - Unit 23 | 412637, AGL LI6YC6Y 4 x 0,75 qmm / 83-9070-71152/002 C Pos. 2 | 412637, Cable AGL LI6YC6Y 4 x 0,75 qmm / 83-9070-71152/002 C Pos. 2 | 3521 | 23MBM302 | GT Aux Combustion Chamber rack | 200 | MTR | Germany |  |  | Zeichnung |  |  |  | 1001 | S-1001-0011-A-23-3521-01204185-N | 890 | 596.544 | 18.4 | 320 | 100 | 100 | WA481014111 | 23132639 | 854449 | N | N
Polo | FEAG St. Ingbert GmbH St. Ingbert | TPFS | 71152 - Unit 23 | 71152 - Unit 23 | 413359, HELUFLON FEP 2,5qmm greenyellow | 413359, Línea de alambre HELUFLON FEP 2,5qmm grüngelb | 3521 | 23MBM302 | GT Aux Combustion Chamber rack | 50 | MTR | Germany |  |  | Zeichnung |  |  |  | 1001 | S-1001-0011-A-23-3521-01204185-N | 890 | 596.544 | 1.336 | 320 | 100 | 100 | WA481014111 | 23132640 | 854449 | N | N
Polo | FEAG St. Ingbert GmbH St. Ingbert | TPFS | 71152 - Unit 23 | 71152 - Unit 23 | 410145, cable LI6YC6Y-J 8x1,5qmm / 83-9070-71152/001 Pos. 7 | 410145, cable LI6YC6Y-J 8x1,5qmm / 83-9070-71152/001 Pos. 7 | 3521 | 23MBM302 | GT Aux Combustion Chamber rack | 45 | MTR | Germany |  |  | Zeichnung |  |  |  | 1001 | S-1001-0011-A-23-3521-01204185-N | 890 | 596.544 | 10.89 | 320 | 100 | 100 | WA481014111 | 23132629 | 854449 | N | N
Polo | FEAG St. Ingbert GmbH St. Ingbert | TPFS | 71152 - Unit 23 | 71152 - Unit 23 | 407970, SHIELD-KON-connector GSB5297 red | 407970, SHIELD-KON-conector GSB5297 rojo | 3521 | 23MBM302 | GT Aux Combustion Chamber rack | 100 | PCE | United States of America |  |  | Zeichnung |  |  |  | 1001 | S-1001-0011-A-23-3521-01204185-N | 890 | 596.544 | 0.08 | 320 | 100 | 100 | WA481014111 | 23132749 | 853690 | N | EAR99
Polo | FEAG St. Ingbert GmbH St. Ingbert | TPFS | 71152 - Unit 23 | 71152 - Unit 23 | 407972, SHIELD-KON-connector GSC5405 red | 407972, SHIELD-KON-conector GSC5405 rojo | 3521 | 23MBM302 | GT Aux Combustion Chamber rack | 100 | PCE | United States of America |  |  | Zeichnung |  |  |  | 1001 | S-1001-0011-A-23-3521-01204185-N | 890 | 596.544 | 0.11 | 320 | 100 | 100 | WA481014111 | 23132750 | 853690 | N | EAR99
Polo | FEAG St. Ingbert GmbH St. Ingbert | TPFS | 71152 - Unit 23 | 71152 - Unit 23 | 407969, SHIELD-KON-connector GSB5261 blue | 407969, SHIELD-KON-conector GSB5261 azul | 3521 | 23MBM302 | GT Aux Combustion Chamber rack | 260 | PCE | United States of America |  |  | Zeichnung |  |  |  | 1001 | S-1001-0011-A-23-3521-01204185-N | 890 | 596.544 | 0.195 | 320 | 100 | 100 | WA481014111 | 23132751 | 853690 | N | EAR99
Polo | FEAG St. Ingbert GmbH St. Ingbert | TPFS | 71152 - Unit 23 | 71152 - Unit 23 | 407971, SHIELD-KON-connector GSC5348 orange | 407971, SHIELD-KON-conector GSC5348 naranja | 3521 | 23MBM302 | GT Aux Combustion Chamber rack | 260 | PCE | United States of America |  |  | Zeichnung |  |  |  | 1001 | S-1001-0011-A-23-3521-01204185-N | 890 | 596.544 | 0.247 | 320 | 100 | 100 | WA481014111 | 23132752 | 853690 | N | EAR99
Polo | FEAG St. Ingbert GmbH St. Ingbert | TPFS | 71152 - Unit 23 | 71152 - Unit 23 | 409532, thimble 0,4 - 1,00 qmm red | 409532, terminal del cable0,4 - 1,00 qmm rot | 3521 | 23MBM302 | GT Aux Combustion Chamber rack | 800 | PCE | Germany |  |  | Zeichnung |  |  |  | 1001 | S-1001-0011-A-23-3521-01204185-N | 890 | 596.544 | 0.664 | 320 | 100 | 100 | WA481014111 | 23132667 | 853690 | N | N
Polo | FEAG St. Ingbert GmbH St. Ingbert | TPFS | 71152 - Unit 23 | 71152 - Unit 23 | 409533, thimble 1,1-2,6qmm blue | 409533, terminal del cable 1,1-2,6qmm blau | 3521 | 23MBM302 | GT Aux Combustion Chamber rack | 150 | PCE | Germany |  |  | Zeichnung |  |  |  | 1001 | S-1001-0011-A-23-3521-01204185-N | 890 | 596.544 | 0.15 | 320 | 100 | 100 | WA481014111 | 23132668 | 853690 | N | N
Polo | FEAG St. Ingbert GmbH St. Ingbert | TPFS | 71152 - Unit 23 | 71152 - Unit 23 | 409724, thimble 2,5 M8 | 409724, Zapato que prensa 2,5 mm¿ M8 | 3521 | 23MBM302 | GT Aux Combustion Chamber rack | 60 | PCE | Germany |  |  | Zeichnung |  |  |  | 1001 | S-1001-0011-A-23-3521-01204185-N | 890 | 596.544 | 0.078 | 320 | 100 | 100 | WA481014111 | 23132669 | 853690 | N | N
Polo | FEAG St. Ingbert GmbH St. Ingbert | TPFS | 71152 - Unit 23 | 71152 - Unit 23 | 410953, 30509500 / ISULTITE shrinkage tube / HTF-A 3/8 sw | 410953, 30509500 / ISULTITE tubo retráctil / HTF-A 3/8 sw | 3521 | 23MBM302 | GT Aux Combustion Chamber rack | 3 | MTR | Netherlands |  |  | Zeichnung |  |  |  | 1001 | S-1001-0011-A-23-3521-01204185-N | 890 | 596.544 | 0.042 | 320 | 100 | 100 | WA481014111 | 23132738 | 391732 | N | N
Polo | FEAG St. Ingbert GmbH St. Ingbert | TPFS | 71152 - Unit 23 | 71152 - Unit 23 | 408986, cable tie 200 x 4,6 mm | 408986, ataduras de cables 200 x 4,6 mm | 3521 | 23MBM302 | GT Aux Combustion Chamber rack | 200 | PCE | Italy |  |  | Zeichnung |  |  |  | 1001 | S-1001-0011-A-23-3521-01204185-N | 890 | 596.544 | 0.26 | 320 | 100 | 100 | WA481014111 | 23132732 | 392690 | N | N
Polo | FEAG St. Ingbert GmbH St. Ingbert | TPFS | 71152 - Unit 23 | 71152 - Unit 23 | 410918, LI6YC6Y-O 4X0,75 / 83-9070-71152/001_C Pos. 2 | 410918, Cable LI6YC6Y-O 4X0,75 / 83-9070-71152/001_C Pos. 2 | 3521 | 23MBM302 | GT Aux Combustion Chamber rack | 320 | MTR | Germany |  |  | Zeichnung |  |  |  | 1001 | S-1001-0011-A-23-3521-01204185-N | 890 | 596.544 | 32.32 | 320 | 100 | 100 | WA481014111 | 23132630 | 854449 | N | N
Polo | FEAG St. Ingbert GmbH St. Ingbert | TPFS | 71152 - Unit 23 | 71152 - Unit 23 | 409655, LI6YC6Y-J 7x0,75qmm / 83-9070-71152/001 | 409655, Cable LI6YC6Y-J 7x0,75qmm / 83-9070-71152/001 | 3521 | 23MBM302 | GT Aux Combustion Chamber rack | 170 | MTR | Germany |  |  | Zeichnung |  |  |  | 1001 | S-1001-0011-A-23-3521-01204185-N | 890 | 596.544 | 23.553 | 320 | 100 | 100 | WA481014111 | 23132631 | 854449 | N | N
Polo | FEAG St. Ingbert GmbH St. Ingbert | TPFS | 71152 - Unit 23 | 71152 - Unit 23 | 410918, LI6YC6Y-O 4X0,75 / 83-9070-71152/001_C Pos. 2 | 410918, Cable LI6YC6Y-O 4X0,75 / 83-9070-71152/001_C Pos. 2 | 3521 | 23MBM302 | GT Aux Combustion Chamber rack | 2.5 | MTR | Germany |  |  | Zeichnung |  |  |  | 1001 | S-1001-0011-A-23-3521-01204185-N | 890 | 596.544 | 0.253 | 320 | 100 | 100 | WA481014111 | 23132641 | 854449 | N | N
Polo | FEAG St. Ingbert GmbH St. Ingbert | TPFS | 71152 - Unit 23 | 71152 - Unit 23 | 409656, LI6YC6Y-J 4x1,5qmm / 83-9070-71152/001 Pos. 5 | 409656, Cable LI6YC6Y-J 4x1,5qmm / 83-9070-71152/001 Pos. 5 | 3521 | 23MBM302 | GT Aux Combustion Chamber rack | 1.5 | MTR | Germany |  |  | Zeichnung |  |  |  | 1001 | S-1001-0011-A-23-3521-01204185-N | 890 | 596.544 | 0.209 | 320 | 100 | 100 | WA481014111 | 23132642 | 854449 | N | N
Polo | FEAG St. Ingbert GmbH St. Ingbert | TPFS | 71152 - Unit 23 | 71152 - Unit 23 | 409533, thimble 1,1-2,6qmm blue | 409533, terminal del cable 1,1-2,6qmm blau | 3521 | 23MBM302 | GT Aux Combustion Chamber rack | 15 | PCE | Germany |  |  | Zeichnung |  |  |  | 1001 | S-1001-0011-A-23-3521-01204185-N | 890 | 596.544 | 0.015 | 320 | 100 | 100 | WA481014111 | 23132670 | 853690 | N | N
Polo | FEAG St. Ingbert GmbH St. Ingbert | TPFS | 71152 - Unit 23 | 71152 - Unit 23 | 409532, thimble 0,4 - 1,00 qmm red | 409532, terminal del cable0,4 - 1,00 qmm rot | 3521 | 23MBM302 | GT Aux Combustion Chamber rack | 30 | PCE | Germany |  |  | Zeichnung |  |  |  | 1001 | S-1001-0011-A-23-3521-01204185-N | 890 | 596.544 | 0.025 | 320 | 100 | 100 | WA481014111 | 23132671 | 853690 | N | N
Polo | FEAG St. Ingbert GmbH St. Ingbert | TPFS | 71152 - Unit 23 | 71152 - Unit 23 | 407971, SHIELD-KON-connector GSC5348 orange | 407971, SHIELD-KON-conector GSC5348 naranja | 3521 | 23MBM302 | GT Aux Combustion Chamber rack | 15 | PCE | United States of America |  |  | Zeichnung |  |  |  | 1001 | S-1001-0011-A-23-3521-01204185-N | 890 | 596.544 | 0.014 | 320 | 100 | 100 | WA481014111 | 23132753 | 853690 | N | EAR99
Polo | FEAG St. Ingbert GmbH St. Ingbert | TPFS | 71152 - Unit 23 | 71152 - Unit 23 | 407969, SHIELD-KON-connector GSB5261 blue | 407969, SHIELD-KON-conector GSB5261 azul | 3521 | 23MBM302 | GT Aux Combustion Chamber rack | 15 | PCE | United States of America |  |  | Zeichnung |  |  |  | 1001 | S-1001-0011-A-23-3521-01204185-N | 890 | 596.544 | 0.011 | 320 | 100 | 100 | WA481014111 | 23132754 | 853690 | N | EAR99
Polo | FEAG St. Ingbert GmbH St. Ingbert | TPFS | 71152 - Unit 23 | 71152 - Unit 23 | 410953, 30509500 / ISULTITE shrinkage tube / HTF-A 3/8 sw | 410953, 30509500 / ISULTITE tubo retráctil / HTF-A 3/8 sw | 3521 | 23MBM302 | GT Aux Combustion Chamber rack | 2 | MTR | Netherlands |  |  | Zeichnung |  |  |  | 1001 | S-1001-0011-A-23-3521-01204185-N | 890 | 596.544 | 0.028 | 320 | 100 | 100 | WA481014111 | 23132739 | 391732 | N | N
Polo | FEAG St. Ingbert GmbH St. Ingbert | TPFS | 71152 - Unit 23 | 71152 - Unit 23 | 461597, Plug connector BCC M435-0000-1A-000-41X475-000 | 461597, conector BCC M435-0000-1A-000-41X475-000 | 3521 | 23MBM302 | GT Aux Combustion Chamber rack | 5 | PCE | Germany |  |  | Zeichnung |  |  |  | 1001 | S-1001-0011-A-23-3521-01204185-N | 890 | 596.544 | 0.135 | 320 | 100 | 100 | WA481014111 | 23132672 | 853669 | N | N
Polo | FEAG St. Ingbert GmbH St. Ingbert | TPFS | 71152 - Unit 23 | 71152 - Unit 23 | 448704, cable connection 151 dp 8exzu | 448704, Uni Dicht atornilladura de cables 151 dp 8exzu | 3521 | 23MBM302 | GT Aux Combustion Chamber rack | 20 | PCE | Germany |  |  | Zeichnung |  |  |  | 1001 | S-1001-0011-A-23-3521-01204185-N | 890 | 596.544 | 1.08 | 320 | 100 | 100 | WA481014111 | 23132673 | 741220 | N | N
Polo | FEAG St. Ingbert GmbH St. Ingbert | TPFS | 71152 - Unit 23 | 71152 - Unit 23 | 412871, FLEXAgraff-AS PG13,5 16x19 hose | 412871, FLEXAgraff-AS PG13,5 16x19 tubo de acero | 3521 | 23MBM302 | GT Aux Combustion Chamber rack | 15 | MTR | Germany |  |  | Zeichnung |  |  |  | 1001 | S-1001-0011-A-23-3521-01204185-N | 890 | 596.544 | 4.215 | 320 | 100 | 100 | WA481014111 | 23132643 | 830710 | N | N
Polo | FEAG St. Ingbert GmbH St. Ingbert | TPFS | 71152 - Unit 23 | 71152 - Unit 23 | 409551, Hose conduit fitting with spout PG13,5 / 5010.027.013 | 409551, acoplamiento de manguera PG13,5 / 5010.027.013 | 3521 | 23MBM302 | GT Aux Combustion Chamber rack | 8 | PCE | Germany |  |  | Zeichnung |  |  |  | 1001 | S-1001-0011-A-23-3521-01204185-N | 890 | 596.544 | 0.27 | 320 | 100 | 100 | WA481014111 | 23132674 | 741220 | N | N
Polo | FEAG St. Ingbert GmbH St. Ingbert | TPFS | 71152 - Unit 23 | 71152 - Unit 23 | 409601, Hanger clamp B22 | 409601, clip de pinza B22 | 3521 | 23MBM302 | GT Aux Combustion Chamber rack | 12 | PCE | Germany |  |  | Zeichnung |  |  |  | 1001 | S-1001-0011-A-23-3521-01204185-N | 890 | 596.544 | 0.457 | 320 | 100 | 100 | WA481014111 | 23132675 | 732690 | N | N
Polo | FEAG St. Ingbert GmbH St. Ingbert | TPFS | 71152 - Unit 23 | 71152 - Unit 23 | 412874, Anchor track 2970/2SL / 5VC3187-3 | 412874, carril de sujeción 2970/2SL / 5VC3187-3 | 3521 | 23MBM302 | GT Aux Combustion Chamber rack | 1 | MTR | Germany |  |  | Zeichnung |  |  |  | 1001 | S-1001-0011-A-23-3521-01204185-N | 890 | 596.544 | 0.72 | 320 | 100 | 100 | WA481014111 | 23132644 | 721661 | N | N
Polo | FEAG St. Ingbert GmbH St. Ingbert | TPFS | 71152 - Unit 23 | 71152 - Unit 23 | 408986, cable tie 200 x 4,6 mm | 408986, ataduras de cables 200 x 4,6 mm | 3521 | 23MBM302 | GT Aux Combustion Chamber rack | 100 | PCE | Italy |  |  | Zeichnung |  |  |  | 1001 | S-1001-0011-A-23-3521-01204185-N | 890 | 596.544 | 0.13 | 320 | 100 | 100 | WA481014111 | 23132733 | 392690 | N | N
Polo | FEAG St. Ingbert GmbH St. Ingbert | TPFS | 71152 - Unit 23 | 71152 - Unit 23 | 407916, cable gland SKINDICHT ZS-M-XL 20x1,5/11, Adapter | 407916, glándula del cable SKINDICHT ZS-M-XL 20x1,5/11, adaptor | 3521 | 23MBM302 | GT Aux Combustion Chamber rack | 5 | PCE | Germany |  |  | Zeichnung |  |  |  | 1001 | S-1001-0011-A-23-3521-01204185-N | 890 | 596.544 | 0.1 | 320 | 100 | 100 | WA481014111 | 23132676 | 741999 | N | N
Polo | FEAG St. Ingbert GmbH St. Ingbert | TPFS | 71152 - Unit 23 | 71152 - Unit 23 | 12003396, Terminal box MBY19 GF001 | 12003396, caja de conexión MBY 19 GF001 | 3521 | 23MBM302 | GT Aux Combustion Chamber rack | 1 | PCE | Germany |  |  | Zeichnung |  |  |  | 1001 | S-1001-0011-A-23-3521-01204185-N | 890 | 596.544 | 3.34 | 320 | 100 | 100 | WA481014111 | 23132677 | 853690 | N | N
Polo | FEAG St. Ingbert GmbH St. Ingbert | TPFS | 71152 - Unit 23 | 71152 - Unit 23 | 409181, Hexagon head screw SHR-6KT-DIN933-SW13-A2C-M8X20 | 409181, Tornillo de cabeza hexagonal SHR-6KT-DIN933-SW13-A2C-M8X20 | 3521 | 23MBM302 | GT Aux Combustion Chamber rack | 5 | PCE | Germany |  |  | Zeichnung |  |  |  | 1001 | S-1001-0011-A-23-3521-01204185-N | 890 | 596.544 | 0.063 | 320 | 100 | 100 | WA481014111 | 23132678 | 731815 | N | N
Polo | FEAG St. Ingbert GmbH St. Ingbert | TPFS | 71152 - Unit 23 | 71152 - Unit 23 | 409575, Hexagon head screw SHR-6KT-DIN933-MS-SW13-M8X25 | 409575, tornillo SHR-6KT-DIN933-MS-SW13-M8X25 | 3521 | 23MBM302 | GT Aux Combustion Chamber rack | 5 | PCE | Germany |  |  | Zeichnung |  |  |  | 1001 | S-1001-0011-A-23-3521-01204185-N | 890 | 596.544 | 0.073 | 320 | 100 | 100 | WA481014111 | 23132679 | 741533 | N | N
Polo | FEAG St. Ingbert GmbH St. Ingbert | TPFS | 71152 - Unit 23 | 71152 - Unit 23 | 409574, hex nut MU-6KT-DIN934-MS-SW13-M8 | 409574, tuerca hexagonal MU-6KT-DIN934-MS-SW13-M8 | 3521 | 23MBM302 | GT Aux Combustion Chamber rack | 5 | PCE | Germany |  |  | Zeichnung |  |  |  | 1001 | S-1001-0011-A-23-3521-01204185-N | 890 | 596.544 | 0.027 | 320 | 100 | 100 | WA481014111 | 23132680 | 741533 | N | N
Polo | FEAG St. Ingbert GmbH St. Ingbert | TPFS | 71152 - Unit 23 | 71152 - Unit 23 | 409587, Washer SHB-DIN125-A-MS-D8,4 | 409587, Disco de U SHB-DIN125-A-MS-D8,4 | 3521 | 23MBM302 | GT Aux Combustion Chamber rack | 5 | PCE | Germany |  |  | Zeichnung |  |  |  | 1001 | S-1001-0011-A-23-3521-01204185-N | 890 | 596.544 | 0.009 | 320 | 100 | 100 | WA481014111 | 23132681 | 741521 | N | N
Polo | FEAG St. Ingbert GmbH St. Ingbert | TPFS | 71152 - Unit 23 | 71152 - Unit 23 | 409584, Contact washer M8 / SZ2335 Rittal | 409584, Disco de U M8 / SZ2335 Rittal | 3521 | 23MBM302 | GT Aux Combustion Chamber rack | 5 | PCE | Germany |  |  | Zeichnung |  |  |  | 1001 | S-1001-0011-A-23-3521-01204185-N | 890 | 596.544 | 0.012 | 320 | 100 | 100 | WA481014111 | 23132682 | 731821 | N | N
Polo | FEAG St. Ingbert GmbH St. Ingbert | TPFS | 71152 - Unit 23 | 71152 - Unit 23 | 445919, cable H07V-K,01 x 06 greenyellow | 445919, cable H07V-K,01 x 06 grüngelb | 3521 | 23MBM302 | GT Aux Combustion Chamber rack | 2 | MTR | Italy |  |  | Zeichnung |  |  |  | 1001 | S-1001-0011-A-23-3521-01204185-N | 890 | 596.544 | 0.14 | 320 | 100 | 100 | WA481014111 | 23132730 | 854449 | N | N
Polo | FEAG St. Ingbert GmbH St. Ingbert | TPFS | 71152 - Unit 23 | 71152 - Unit 23 | 409098, thimble 6 mm¿ M8, 6 | 409098, terminal del cable 6 mm, M8, 6 | 3521 | 23MBM302 | GT Aux Combustion Chamber rack | 5 | PCE | Germany |  |  | Zeichnung |  |  |  | 1001 | S-1001-0011-A-23-3521-01204185-N | 890 | 596.544 | 0.015 | 320 | 100 | 100 | WA481014111 | 23132683 | 853690 | N | N
Polo | FEAG St. Ingbert GmbH St. Ingbert | TPFS | 71152 - Unit 23 | 71152 - Unit 23 | 409181, Hexagon head screw SHR-6KT-DIN933-SW13-A2C-M8X20 | 409181, Tornillo de cabeza hexagonal SHR-6KT-DIN933-SW13-A2C-M8X20 | 3521 | 23MBM302 | GT Aux Combustion Chamber rack | 5 | PCE | Germany |  |  | Zeichnung |  |  |  | 1001 | S-1001-0011-A-23-3521-01204185-N | 890 | 596.544 | 0.063 | 320 | 100 | 100 | WA481014111 | 23132684 | 731815 | N | N
Polo | FEAG St. Ingbert GmbH St. Ingbert | TPFS | 71152 - Unit 23 | 71152 - Unit 23 | 409575, Hexagon head screw SHR-6KT-DIN933-MS-SW13-M8X25 | 409575, tornillo SHR-6KT-DIN933-MS-SW13-M8X25 | 3521 | 23MBM302 | GT Aux Combustion Chamber rack | 5 | PCE | Germany |  |  | Zeichnung |  |  |  | 1001 | S-1001-0011-A-23-3521-01204185-N | 890 | 596.544 | 0.073 | 320 | 100 | 100 | WA481014111 | 23132685 | 741533 | N | N
Polo | FEAG St. Ingbert GmbH St. Ingbert | TPFS | 71152 - Unit 23 | 71152 - Unit 23 | 409574, hex nut MU-6KT-DIN934-MS-SW13-M8 | 409574, tuerca hexagonal MU-6KT-DIN934-MS-SW13-M8 | 3521 | 23MBM302 | GT Aux Combustion Chamber rack | 5 | PCE | Germany |  |  | Zeichnung |  |  |  | 1001 | S-1001-0011-A-23-3521-01204185-N | 890 | 596.544 | 0.027 | 320 | 100 | 100 | WA481014111 | 23132686 | 741533 | N | N
Polo | FEAG St. Ingbert GmbH St. Ingbert | TPFS | 71152 - Unit 23 | 71152 - Unit 23 | 409587, Washer SHB-DIN125-A-MS-D8,4 | 409587, Disco de U SHB-DIN125-A-MS-D8,4 | 3521 | 23MBM302 | GT Aux Combustion Chamber rack | 5 | PCE | Germany |  |  | Zeichnung |  |  |  | 1001 | S-1001-0011-A-23-3521-01204185-N | 890 | 596.544 | 0.009 | 320 | 100 | 100 | WA481014111 | 23132687 | 741521 | N | N
Polo | FEAG St. Ingbert GmbH St. Ingbert | TPFS | 71152 - Unit 23 | 71152 - Unit 23 | 410918, LI6YC6Y-O 4X0,75 / 83-9070-71152/001_C Pos. 2 | 410918, Cable LI6YC6Y-O 4X0,75 / 83-9070-71152/001_C Pos. 2 | 3521 | 23MBM302 | GT Aux Combustion Chamber rack | 120 | MTR | Germany |  |  | Zeichnung |  |  |  | 1001 | S-1001-0011-A-23-3521-01204185-N | 890 | 596.544 | 12.12 | 320 | 100 | 100 | WA481014111 | 23132645 | 854449 | N | N
Polo | FEAG St. Ingbert GmbH St. Ingbert | TPFS | 71152 - Unit 23 | 71152 - Unit 23 | 407916, cable gland SKINDICHT ZS-M-XL 20x1,5/11, Adapter | 407916, glándula del cable SKINDICHT ZS-M-XL 20x1,5/11, adaptor | 3521 | 23MBM302 | GT Aux Combustion Chamber rack | 6 | PCE | Germany |  |  | Zeichnung |  |  |  | 1001 | S-1001-0011-A-23-3521-01204185-N | 890 | 596.544 | 0.12 | 320 | 100 | 100 | WA481014111 | 23132690 | 741999 | N | N
Polo | FEAG St. Ingbert GmbH St. Ingbert | TPFS | 71152 - Unit 23 | 71152 - Unit 23 | 409643, Tube GR 40 EN (M40x1,5) / 29654 | 409643, tubo GR 40 EN (M40x1,5) / 29654 | 3521 | 23MBM302 | GT Aux Combustion Chamber rack | 21 | MTR | Germany |  |  | Zeichnung |  |  |  | 1001 | S-1001-0011-A-23-3521-01204185-N | 890 | 596.544 | 11.662 | 320 | 100 | 100 | WA481014111 | 23132647 | 760810 | N | N
Polo | FEAG St. Ingbert GmbH St. Ingbert | TPFS | 71152 - Unit 23 | 71152 - Unit 23 | 409644, Bend GR 40 EN (M40x1,5) / 29654 | 409644, hoja GR 40 EN (M40x1,5) / 29654 | 3521 | 23MBM302 | GT Aux Combustion Chamber rack | 6 | PCE | Germany |  |  | Zeichnung |  |  |  | 1001 | S-1001-0011-A-23-3521-01204185-N | 890 | 596.544 | 1.301 | 320 | 100 | 100 | WA481014111 | 23132691 | 760900 | N | N
Polo | FEAG St. Ingbert GmbH St. Ingbert | TPFS | 71152 - Unit 23 | 71152 - Unit 23 | 409642, Socket 40 EN (M40x1,5) / 29634 | 409642, manguito 40 EN (M40x1,5) / 29634 | 3521 | 23MBM302 | GT Aux Combustion Chamber rack | 2 | PCE | Germany |  |  | Zeichnung |  |  |  | 1001 | S-1001-0011-A-23-3521-01204185-N | 890 | 596.544 | 0.028 | 320 | 100 | 100 | WA481014111 | 23132692 | 760900 | N | N
Polo | FEAG St. Ingbert GmbH St. Ingbert | TPFS | 71152 - Unit 23 | 71152 - Unit 23 | 409645, Bushing 40 EN (M40x1,5) / 29674 | 409645, manguito 40 EN (M40x1,5) / 29674 | 3521 | 23MBM302 | GT Aux Combustion Chamber rack | 6 | PCE | Germany |  |  | Zeichnung |  |  |  | 1001 | S-1001-0011-A-23-3521-01204185-N | 890 | 596.544 | 0.234 | 320 | 100 | 100 | WA481014111 | 23132693 | 760900 | N | N
Polo | FEAG St. Ingbert GmbH St. Ingbert | TPFS | 71152 - Unit 23 | 71152 - Unit 23 | 409653, Clamp SP 540 PA-ISUS | 409653, abrazadera SP 540 PA-ISUS | 3521 | 23MBM302 | GT Aux Combustion Chamber rack | 20 | PCE | Germany |  |  | Zeichnung |  |  |  | 1001 | S-1001-0011-A-23-3521-01204185-N | 890 | 596.544 | 2.9 | 320 | 100 | 100 | WA481014111 | 23132694 | 392690 | N | N
Polo | FEAG St. Ingbert GmbH St. Ingbert | TPFS | 71152 - Unit 23 | 71152 - Unit 23 | 409532, thimble 0,4 - 1,00 qmm red | 409532, terminal del cable0,4 - 1,00 qmm rot | 3521 | 23MBM302 | GT Aux Combustion Chamber rack | 60 | PCE | Germany |  |  | Zeichnung |  |  |  | 1001 | S-1001-0011-A-23-3521-01204185-N | 890 | 596.544 | 0.05 | 320 | 100 | 100 | WA481014111 | 23132688 | 853690 | N | N
Polo | FEAG St. Ingbert GmbH St. Ingbert | TPFS | 71152 - Unit 23 | 71152 - Unit 23 | 410953, 30509500 / ISULTITE shrinkage tube / HTF-A 3/8 sw | 410953, 30509500 / ISULTITE tubo retráctil / HTF-A 3/8 sw | 3521 | 23MBM302 | GT Aux Combustion Chamber rack | 1 | MTR | Netherlands |  |  | Zeichnung |  |  |  | 1001 | S-1001-0011-A-23-3521-01204185-N | 890 | 596.544 | 0.014 | 320 | 100 | 100 | WA481014111 | 23132740 | 391732 | N | N
Polo | FEAG St. Ingbert GmbH St. Ingbert | TPFS | 71152 - Unit 23 | 71152 - Unit 23 | 407969, SHIELD-KON-connector GSB5261 blue | 407969, SHIELD-KON-conector GSB5261 azul | 3521 | 23MBM302 | GT Aux Combustion Chamber rack | 15 | PCE | United States of America |  |  | Zeichnung |  |  |  | 1001 | S-1001-0011-A-23-3521-01204185-N | 890 | 596.544 | 0.011 | 320 | 100 | 100 | WA481014111 | 23132755 | 853690 | N | EAR99
Polo | FEAG St. Ingbert GmbH St. Ingbert | TPFS | 71152 - Unit 23 | 71152 - Unit 23 | 407971, SHIELD-KON-connector GSC5348 orange | 407971, SHIELD-KON-conector GSC5348 naranja | 3521 | 23MBM302 | GT Aux Combustion Chamber rack | 15 | PCE | United States of America |  |  | Zeichnung |  |  |  | 1001 | S-1001-0011-A-23-3521-01204185-N | 890 | 596.544 | 0.014 | 320 | 100 | 100 | WA481014111 | 23132756 | 853690 | N | EAR99
Polo | FEAG St. Ingbert GmbH St. Ingbert | TPFS | 71152 - Unit 23 | 71152 - Unit 23 | 409659, LI6Y 0,75 qmm / 83-9070-71152/005 | 409659, Cable LI6Y 0,75 qmm / 83-9070-71152/005 | 3521 | 23MBM302 | GT Aux Combustion Chamber rack | 2 | MTR | Germany |  |  | Zeichnung |  |  |  | 1001 | S-1001-0011-A-23-3521-01204185-N | 890 | 596.544 | 0.022 | 320 | 100 | 100 | WA481014111 | 23132646 | 854449 | N | N
Polo | FEAG St. Ingbert GmbH St. Ingbert | TPFS | 71152 - Unit 23 | 71152 - Unit 23 | 408986, cable tie 200 x 4,6 mm | 408986, ataduras de cables 200 x 4,6 mm | 3521 | 23MBM302 | GT Aux Combustion Chamber rack | 100 | PCE | Italy |  |  | Zeichnung |  |  |  | 1001 | S-1001-0011-A-23-3521-01204185-N | 890 | 596.544 | 0.13 | 320 | 100 | 100 | WA481014111 | 23132734 | 392690 | N | N
Polo | FEAG St. Ingbert GmbH St. Ingbert | TPFS | 71152 - Unit 23 | 71152 - Unit 23 | 407945, Skindicht SR PG11/7 | 407945, Entrada de cables SR PG11/7 | 3521 | 23MBM302 | GT Aux Combustion Chamber rack | 12 | PCE | Germany |  |  | Zeichnung |  |  |  | 1001 | S-1001-0011-A-23-3521-01204185-N | 890 | 596.544 | 0.528 | 320 | 100 | 100 | WA481014111 | 23132689 | 741999 | N | N
Polo | FEAG St. Ingbert GmbH St. Ingbert | TPFS | 71152 - Unit 23 | 71152 - Unit 23 | 409543, Reduction PG13,5-11 | 409543, reducción PG13,5-11 | 3521 | 23MBM302 | GT Aux Combustion Chamber rack | 6 | PCE | France |  |  | Zeichnung |  |  |  | 1001 | S-1001-0011-A-23-3521-01204185-N | 890 | 596.544 | 0.035 | 320 | 100 | 100 | WA481014111 | 23132727 | 741999 | N | N
Polo | FEAG St. Ingbert GmbH St. Ingbert | TPFS | 71152 - Unit 23 | 71152 - Unit 23 | 409657, cable LI6YC6Y-O 4x1,5qmm / 83-9070-71152/001 Pos. 6 | 409657, cable LI6YC6Y-O 4x1,5qmm / 83-9070-71152/001 Pos. 6 | 3521 | 23MBM302 | GT Aux Combustion Chamber rack | 75 | MTR | Germany |  |  | Zeichnung |  |  |  | 1001 | S-1001-0011-A-23-3521-01204185-N | 890 | 596.544 | 10.125 | 320 | 100 | 100 | WA481014111 | 23132632 | 854449 | N | N
Polo | FEAG St. Ingbert GmbH St. Ingbert | TPFS | 71152 - Unit 23 | 71152 - Unit 23 | 410918, LI6YC6Y-O 4X0,75 / 83-9070-71152/001_C Pos. 2 | 410918, Cable LI6YC6Y-O 4X0,75 / 83-9070-71152/001_C Pos. 2 | 3521 | 23MBM302 | GT Aux Combustion Chamber rack | 120 | MTR | Germany |  |  | Zeichnung |  |  |  | 1001 | S-1001-0011-A-23-3521-01204185-N | 890 | 596.544 | 12.12 | 320 | 100 | 100 | WA481014111 | 23132648 | 854449 | N | N
Polo | FEAG St. Ingbert GmbH St. Ingbert | TPFS | 71152 - Unit 23 | 71152 - Unit 23 | 409532, thimble 0,4 - 1,00 qmm red | 409532, terminal del cable0,4 - 1,00 qmm rot | 3521 | 23MBM302 | GT Aux Combustion Chamber rack | 15 | PCE | Germany |  |  | Zeichnung |  |  |  | 1001 | S-1001-0011-A-23-3521-01204185-N | 890 | 596.544 | 0.012 | 320 | 100 | 100 | WA481014111 | 23132699 | 853690 | N | N
Polo | FEAG St. Ingbert GmbH St. Ingbert | TPFS | 71152 - Unit 23 | 71152 - Unit 23 | 409533, thimble 1,1-2,6qmm blue | 409533, terminal del cable 1,1-2,6qmm blau | 3521 | 23MBM302 | GT Aux Combustion Chamber rack | 40 | PCE | Germany |  |  | Zeichnung |  |  |  | 1001 | S-1001-0011-A-23-3521-01204185-N | 890 | 596.544 | 0.04 | 320 | 100 | 100 | WA481014111 | 23132700 | 853690 | N | N
Polo | FEAG St. Ingbert GmbH St. Ingbert | TPFS | 71152 - Unit 23 | 71152 - Unit 23 | 410953, 30509500 / ISULTITE shrinkage tube / HTF-A 3/8 sw | 410953, 30509500 / ISULTITE tubo retráctil / HTF-A 3/8 sw | 3521 | 23MBM302 | GT Aux Combustion Chamber rack | 2 | MTR | Netherlands |  |  | Zeichnung |  |  |  | 1001 | S-1001-0011-A-23-3521-01204185-N | 890 | 596.544 | 0.028 | 320 | 100 | 100 | WA481014111 | 23132741 | 391732 | N | N
Polo | FEAG St. Ingbert GmbH St. Ingbert | TPFS | 71152 - Unit 23 | 71152 - Unit 23 | 408986, cable tie 200 x 4,6 mm | 408986, ataduras de cables 200 x 4,6 mm | 3521 | 23MBM302 | GT Aux Combustion Chamber rack | 100 | PCE | Italy |  |  | Zeichnung |  |  |  | 1001 | S-1001-0011-A-23-3521-01204185-N | 890 | 596.544 | 0.13 | 320 | 100 | 100 | WA481014111 | 23132735 | 392690 | N | N
Polo | FEAG St. Ingbert GmbH St. Ingbert | TPFS | 71152 - Unit 23 | 71152 - Unit 23 | 409657, cable LI6YC6Y-O 4x1,5qmm / 83-9070-71152/001 Pos. 6 | 409657, cable LI6YC6Y-O 4x1,5qmm / 83-9070-71152/001 Pos. 6 | 3521 | 23MBM302 | GT Aux Combustion Chamber rack | 80 | MTR | Germany |  |  | Zeichnung |  |  |  | 1001 | S-1001-0011-A-23-3521-01204185-N | 890 | 596.544 | 10.8 | 320 | 100 | 100 | WA481014111 | 23132649 | 854449 | N | N
Polo | FEAG St. Ingbert GmbH St. Ingbert | TPFS | 71152 - Unit 23 | 71152 - Unit 23 | 412760, Tube M32x1,5 / 29653 GR 32 EN | 412760, Tubería roscada M32x1,5 / 29653 GR 32 EN | 3521 | 23MBM302 | GT Aux Combustion Chamber rack | 36 | MTR | Germany |  |  | Zeichnung |  |  |  | 1001 | S-1001-0011-A-23-3521-01204185-N | 890 | 596.544 | 13.738 | 320 | 100 | 100 | WA481014111 | 23132650 | 760810 | N | N
Polo | FEAG St. Ingbert GmbH St. Ingbert | TPFS | 71152 - Unit 23 | 71152 - Unit 23 | 409640, Bend M32*1,5 / 32 EN / 29663 | 409640, hoja M32*1,5 / 32 EN / 29663 | 3521 | 23MBM302 | GT Aux Combustion Chamber rack | 6 | PCE | Germany |  |  | Zeichnung |  |  |  | 1001 | S-1001-0011-A-23-3521-01204185-N | 890 | 596.544 | 0.956 | 320 | 100 | 100 | WA481014111 | 23132701 | 760900 | N | N
Polo | FEAG St. Ingbert GmbH St. Ingbert | TPFS | 71152 - Unit 23 | 71152 - Unit 23 | 409641, Bushing M32*1,5 / 32 EN / 29673 | 409641, manguito M32*1,5 /32 EN / 29673 | 3521 | 23MBM302 | GT Aux Combustion Chamber rack | 5 | PCE | Germany |  |  | Zeichnung |  |  |  | 1001 | S-1001-0011-A-23-3521-01204185-N | 890 | 596.544 | 0.113 | 320 | 100 | 100 | WA481014111 | 23132702 | 760900 | N | N
Polo | FEAG St. Ingbert GmbH St. Ingbert | TPFS | 71152 - Unit 23 | 71152 - Unit 23 | 409639, Socket M32*1,5 / 32 EN / 29633 | 409639, manguito M32*1,5 / 32 EN / 29633 | 3521 | 23MBM302 | GT Aux Combustion Chamber rack | 4 | PCE | Germany |  |  | Zeichnung |  |  |  | 1001 | S-1001-0011-A-23-3521-01204185-N | 890 | 596.544 | 0.041 | 320 | 100 | 100 | WA481014111 | 23132703 | 760900 | N | N
Polo | FEAG St. Ingbert GmbH St. Ingbert | TPFS | 71152 - Unit 23 | 71152 - Unit 23 | 409652, Clamp M 32 / SP 532 PA-IS M W10 | 409652, abrazadera M 32 / SP 532 PA-IS M W10 | 3521 | 23MBM302 | GT Aux Combustion Chamber rack | 30 | PCE | Germany |  |  | Zeichnung |  |  |  | 1001 | S-1001-0011-A-23-3521-01204185-N | 890 | 596.544 | 4.341 | 320 | 100 | 100 | WA481014111 | 23132704 | 392690 | N | N
Polo | FEAG St. Ingbert GmbH St. Ingbert | TPFS | 71152 - Unit 23 | 71152 - Unit 23 | 438519, Tube M20*1,5 / GR 20 EN / 29651 | 438519,pipa M20*1,5 / GR 20 EN / 29651 | 3521 | 23MBM302 | GT Aux Combustion Chamber rack | 6 | MTR | Germany |  |  | Zeichnung |  |  |  | 1001 | S-1001-0011-A-23-3521-01204185-N | 890 | 596.544 | 1.554 | 320 | 100 | 100 | WA481014111 | 23132651 | 760810 | N | N
Polo | FEAG St. Ingbert GmbH St. Ingbert | TPFS | 71152 - Unit 23 | 71152 - Unit 23 | 409637, Bend M20*1,5 / 20 EN / 29661 | 409637, arco M20*1,5 / 20 EN / 29661 | 3521 | 23MBM302 | GT Aux Combustion Chamber rack | 3 | PCE | Germany |  |  | Zeichnung |  |  |  | 1001 | S-1001-0011-A-23-3521-01204185-N | 890 | 596.544 | 0.228 | 320 | 100 | 100 | WA481014111 | 23132705 | 760900 | N | N
Polo | FEAG St. Ingbert GmbH St. Ingbert | TPFS | 71152 - Unit 23 | 71152 - Unit 23 | 409638, Bushing M20*1,5 / 20 EN / 29671 | 409638, manguito M20*1,5 / 20 EN / 29671 | 3521 | 23MBM302 | GT Aux Combustion Chamber rack | 2 | PCE | Germany |  |  | Zeichnung |  |  |  | 1001 | S-1001-0011-A-23-3521-01204185-N | 890 | 596.544 | 0.02 | 320 | 100 | 100 | WA481014111 | 23132706 | 760900 | N | N
Polo | FEAG St. Ingbert GmbH St. Ingbert | TPFS | 71152 - Unit 23 | 71152 - Unit 23 | 409636, Socket M20*1,5 / 20 EN / 29631 | 409636, canalón M20*1,5 / 20 EN / 29631 | 3521 | 23MBM302 | GT Aux Combustion Chamber rack | 2 | PCE | Germany |  |  | Zeichnung |  |  |  | 1001 | S-1001-0011-A-23-3521-01204185-N | 890 | 596.544 | 0.011 | 320 | 100 | 100 | WA481014111 | 23132707 | 760900 | N | N
Polo | FEAG St. Ingbert GmbH St. Ingbert | TPFS | 71152 - Unit 23 | 71152 - Unit 23 | 409651, Clamp M20 / SP 320PA-ISUS | 409651, anillo M20 / SP 320PA-ISUS | 3521 | 23MBM302 | GT Aux Combustion Chamber rack | 5 | PCE | Germany |  |  | Zeichnung |  |  |  | 1001 | S-1001-0011-A-23-3521-01204185-N | 890 | 596.544 | 0.452 | 320 | 100 | 100 | WA481014111 | 23132708 | 392690 | N | N
Polo | FEAG St. Ingbert GmbH St. Ingbert | TPFS | 71152 - Unit 23 | 71152 - Unit 23 | 409553, Extension PG9-11 | 409553, ampliación PG9-11 | 3521 | 23MBM302 | GT Aux Combustion Chamber rack | 6 | PCE | France |  |  | Zeichnung |  |  |  | 1001 | S-1001-0011-A-23-3521-01204185-N | 890 | 596.544 | 0.055 | 320 | 100 | 100 | WA481014111 | 23132728 | 741999 | N | N
Polo | FEAG St. Ingbert GmbH St. Ingbert | TPFS | 71152 - Unit 23 | 71152 - Unit 23 | 12003078, Terminal box MBY11 GF002 | 12003078, caja de conexión MBY 11 GF002 | 3521 | 23MBM302 | GT Aux Combustion Chamber rack | 1 | PCE | Germany |  |  | Zeichnung |  |  |  | 1001 | S-1001-0011-A-23-3521-01204185-N | 890 | 596.544 | 8.915 | 320 | 100 | 100 | WA481014111 | 23132709 | 853690 | N | N
Polo | FEAG St. Ingbert GmbH St. Ingbert | TPFS | 71152 - Unit 23 | 71152 - Unit 23 | 409181, Hexagon head screw SHR-6KT-DIN933-SW13-A2C-M8X20 | 409181, Tornillo de cabeza hexagonal SHR-6KT-DIN933-SW13-A2C-M8X20 | 3521 | 23MBM302 | GT Aux Combustion Chamber rack | 4 | PCE | Germany |  |  | Zeichnung |  |  |  | 1001 | S-1001-0011-A-23-3521-01204185-N | 890 | 596.544 | 0.05 | 320 | 100 | 100 | WA481014111 | 23132710 | 731815 | N | N
Polo | FEAG St. Ingbert GmbH St. Ingbert | TPFS | 71152 - Unit 23 | 71152 - Unit 23 | 407946, Skindicht SR PG11/9 | 407946, Entrada de cables SR PG11/9 | 3521 | 23MBM302 | GT Aux Combustion Chamber rack | 12 | PCE | Germany |  |  | Zeichnung |  |  |  | 1001 | S-1001-0011-A-23-3521-01204185-N | 890 | 596.544 | 0.492 | 320 | 100 | 100 | WA481014111 | 23132695 | 741999 | N | N
Polo | FEAG St. Ingbert GmbH St. Ingbert | TPFS | 71152 - Unit 23 | 71152 - Unit 23 | 461597, Plug connector BCC M435-0000-1A-000-41X475-000 | 461597, conector BCC M435-0000-1A-000-41X475-000 | 3521 | 23MBM302 | GT Aux Combustion Chamber rack | 6 | PCE | Germany |  |  | Zeichnung |  |  |  | 1001 | S-1001-0011-A-23-3521-01204185-N | 890 | 596.544 | 0.162 | 320 | 100 | 100 | WA481014111 | 23132696 | 853669 | N | N
Polo | FEAG St. Ingbert GmbH St. Ingbert | TPFS | 71152 - Unit 23 | 71152 - Unit 23 | 407945, Skindicht SR PG11/7 | 407945, Entrada de cables SR PG11/7 | 3521 | 23MBM302 | GT Aux Combustion Chamber rack | 10 | PCE | Germany |  |  | Zeichnung |  |  |  | 1001 | S-1001-0011-A-23-3521-01204185-N | 890 | 596.544 | 0.44 | 320 | 100 | 100 | WA481014111 | 23132697 | 741999 | N | N
Polo | FEAG St. Ingbert GmbH St. Ingbert | TPFS | 71152 - Unit 23 | 71152 - Unit 23 | 407916, cable gland SKINDICHT ZS-M-XL 20x1,5/11, Adapter | 407916, glándula del cable SKINDICHT ZS-M-XL 20x1,5/11, adaptor | 3521 | 23MBM302 | GT Aux Combustion Chamber rack | 8 | PCE | Germany |  |  | Zeichnung |  |  |  | 1001 | S-1001-0011-A-23-3521-01204185-N | 890 | 596.544 | 0.16 | 320 | 100 | 100 | WA481014111 | 23132698 | 741999 | N | N
Polo | FEAG St. Ingbert GmbH St. Ingbert | TPFS | 71152 - Unit 23 | 71152 - Unit 23 | 407969, SHIELD-KON-connector GSB5261 blue | 407969, SHIELD-KON-conector GSB5261 azul | 3521 | 23MBM302 | GT Aux Combustion Chamber rack | 30 | PCE | United States of America |  |  | Zeichnung |  |  |  | 1001 | S-1001-0011-A-23-3521-01204185-N | 890 | 596.544 | 0.023 | 320 | 100 | 100 | WA481014111 | 23132757 | 853690 | N | EAR99
Polo | FEAG St. Ingbert GmbH St. Ingbert | TPFS | 71152 - Unit 23 | 71152 - Unit 23 | 407971, SHIELD-KON-connector GSC5348 orange | 407971, SHIELD-KON-conector GSC5348 naranja | 3521 | 23MBM302 | GT Aux Combustion Chamber rack | 30 | PCE | United States of America |  |  | Zeichnung |  |  |  | 1001 | S-1001-0011-A-23-3521-01204185-N | 890 | 596.544 | 0.029 | 320 | 100 | 100 | WA481014111 | 23132758 | 853690 | N | EAR99
Polo | FEAG St. Ingbert GmbH St. Ingbert | TPFS | 71152 - Unit 23 | 71152 - Unit 23 | 410918, LI6YC6Y-O 4X0,75 / 83-9070-71152/001_C Pos. 2 | 410918, Cable LI6YC6Y-O 4X0,75 / 83-9070-71152/001_C Pos. 2 | 3521 | 23MBM302 | GT Aux Combustion Chamber rack | 180 | MTR | Germany |  |  | Zeichnung |  |  |  | 1001 | S-1001-0011-A-23-3521-01204185-N | 890 | 596.544 | 18.18 | 320 | 100 | 100 | WA481014111 | 23132652 | 854449 | N | N
Polo | FEAG St. Ingbert GmbH St. Ingbert | TPFS | 71152 - Unit 23 | 71152 - Unit 23 | 409656, LI6YC6Y-J 4x1,5qmm / 83-9070-71152/001 Pos. 5 | 409656, Cable LI6YC6Y-J 4x1,5qmm / 83-9070-71152/001 Pos. 5 | 3521 | 23MBM302 | GT Aux Combustion Chamber rack | 60 | MTR | Germany |  |  | Zeichnung |  |  |  | 1001 | S-1001-0011-A-23-3521-01204185-N | 890 | 596.544 | 8.34 | 320 | 100 | 100 | WA481014111 | 23132653 | 854449 | N | N
Polo | FEAG St. Ingbert GmbH St. Ingbert | TPFS | 71152 - Unit 23 | 71152 - Unit 23 | 409533, thimble 1,1-2,6qmm blue | 409533, terminal del cable 1,1-2,6qmm blau | 3521 | 23MBM302 | GT Aux Combustion Chamber rack | 10 | PCE | Germany |  |  | Zeichnung |  |  |  | 1001 | S-1001-0011-A-23-3521-01204185-N | 890 | 596.544 | 0.01 | 320 | 100 | 100 | WA481014111 | 23132711 | 853690 | N | N
Polo | FEAG St. Ingbert GmbH St. Ingbert | TPFS | 71152 - Unit 23 | 71152 - Unit 23 | 409532, thimble 0,4 - 1,00 qmm red | 409532, terminal del cable0,4 - 1,00 qmm rot | 3521 | 23MBM302 | GT Aux Combustion Chamber rack | 25 | PCE | Germany |  |  | Zeichnung |  |  |  | 1001 | S-1001-0011-A-23-3521-01204185-N | 890 | 596.544 | 0.021 | 320 | 100 | 100 | WA481014111 | 23132712 | 853690 | N | N
Polo | FEAG St. Ingbert GmbH St. Ingbert | TPFS | 71152 - Unit 23 | 71152 - Unit 23 | 407971, SHIELD-KON-connector GSC5348 orange | 407971, SHIELD-KON-conector GSC5348 naranja | 3521 | 23MBM302 | GT Aux Combustion Chamber rack | 10 | PCE | United States of America |  |  | Zeichnung |  |  |  | 1001 | S-1001-0011-A-23-3521-01204185-N | 890 | 596.544 | 0.01 | 320 | 100 | 100 | WA481014111 | 23132759 | 853690 | N | EAR99
Polo | FEAG St. Ingbert GmbH St. Ingbert | TPFS | 71152 - Unit 23 | 71152 - Unit 23 | 407969, SHIELD-KON-connector GSB5261 blue | 407969, SHIELD-KON-conector GSB5261 azul | 3521 | 23MBM302 | GT Aux Combustion Chamber rack | 10 | PCE | United States of America |  |  | Zeichnung |  |  |  | 1001 | S-1001-0011-A-23-3521-01204185-N | 890 | 596.544 | 0.008 | 320 | 100 | 100 | WA481014111 | 23132760 | 853690 | N | EAR99
Polo | FEAG St. Ingbert GmbH St. Ingbert | TPFS | 71152 - Unit 23 | 71152 - Unit 23 | 410953, 30509500 / ISULTITE shrinkage tube / HTF-A 3/8 sw | 410953, 30509500 / ISULTITE tubo retráctil / HTF-A 3/8 sw | 3521 | 23MBM302 | GT Aux Combustion Chamber rack | 3 | MTR | Netherlands |  |  | Zeichnung |  |  |  | 1001 | S-1001-0011-A-23-3521-01204185-N | 890 | 596.544 | 0.042 | 320 | 100 | 100 | WA481014111 | 23132742 | 391732 | N | N
Polo | FEAG St. Ingbert GmbH St. Ingbert | TPFS | 71152 - Unit 23 | 71152 - Unit 23 | 407945, Skindicht SR PG11/7 | 407945, Entrada de cables SR PG11/7 | 3521 | 23MBM302 | GT Aux Combustion Chamber rack | 10 | PCE | Germany |  |  | Zeichnung |  |  |  | 1001 | S-1001-0011-A-23-3521-01204185-N | 890 | 596.544 | 0.44 | 320 | 100 | 100 | WA481014111 | 23132713 | 741999 | N | N
Polo | FEAG St. Ingbert GmbH St. Ingbert | TPFS | 71152 - Unit 23 | 71152 - Unit 23 | 412871, FLEXAgraff-AS PG13,5 16x19 hose | 412871, FLEXAgraff-AS PG13,5 16x19 tubo de acero | 3521 | 23MBM302 | GT Aux Combustion Chamber rack | 25 | MTR | Germany |  |  | Zeichnung |  |  |  | 1001 | S-1001-0011-A-23-3521-01204185-N | 890 | 596.544 | 7.025 | 320 | 100 | 100 | WA481014111 | 23132654 | 830710 | N | N
Polo | FEAG St. Ingbert GmbH St. Ingbert | TPFS | Thermo couples - Unit 23 | termopar tipo - Unit 23 | 12001169, thermo couples type 'T-M 110 GHa BL-K EX' S.N. 0385 - 0390 | 12001169, termómetros de resistencia, Typ: 'T-M 110 GHa BL-K EX' - S.N. 0385 - 0390 | 3521 | 23MBM302 | GT Aux Combustion Chamber rack | 6 | PCE | Germany |  |  | Zeichnung |  |  |  | 1001 | S-1001-0012-A-23-3521-01204185-N | 70 | 12.762 | 12.762 | 220 | 30 | 50 | WA481014110_A | 23268896 | 902519 | N | N
Polo | FEAG St. Ingbert GmbH St. Ingbert | TPFS | 71153- Unit 23 | 71153 - Unit 23 | 12001146, Profil L50x50x5 L=1450 | 12001146, perfil L50x50x5 L=1450 | 3521 | 23MBM302 | GT Aux Combustion Chamber rack | 22 | PCE | Germany |  |  | Zeichnung |  |  |  | 1001 | S-1001-0013-A-23-3521-01204185-N | 5500 | 4403.397 | 118.8 | 605 | 200 | 230 | WA481014112_A | 23062880 | 730890 | N | N
Polo | FEAG St. Ingbert GmbH St. Ingbert | TPFS | 71153- Unit 23 | 71153 - Unit 23 | 12001142, Rack traverse V94.3A according to drawing 23-9071-01324/005-C | 12001142, marco Traverse V94.3A después del dibujo 23-9071-01324/005-C | 3521 | 23MBM302 | GT Aux Combustion Chamber rack | 1 | PCE | Germany |  |  | Zeichnung |  |  |  | 1001 | S-1001-0013-A-23-3521-01204185-N | 5500 | 4403.397 | 710 | 605 | 200 | 230 | WA481014112_A | 23062854 | 730890 | N | N
Polo | FEAG St. Ingbert GmbH St. Ingbert | TPFS | 71153- Unit 23 | 71153 - Unit 23 | 413305, Hexagon head screw SHR-6KT-DIN933-SW24-A2F-M16X80 | 413305, tornillo de cabeza hexagonal SHR-6KT-DIN933-SW24-A2F-M16X80 | 3521 | 23MBM302 | GT Aux Combustion Chamber rack | 4 | PCE | France |  |  | Zeichnung |  |  |  | 1001 | S-1001-0013-A-23-3521-01204185-N | 5500 | 4403.397 | 0.571 | 605 | 200 | 230 | WA481014112_A | 23062963 | 731815 | N | N
Polo | FEAG St. Ingbert GmbH St. Ingbert | TPFS | 71153- Unit 23 | 71153 - Unit 23 | 409540, Worm thread clip TORRO40-60/9-C7W2 | 409540, Abrazaderas roscadas TORRO40-60/9-C7W2 | 3521 | 23MBM302 | GT Aux Combustion Chamber rack | 50 | PCE | Germany |  |  | Zeichnung |  |  |  | 1001 | S-1001-0013-A-23-3521-01204185-N | 5500 | 4403.397 | 1.065 | 605 | 200 | 230 | WA481014112_A | 23062844 | 732690 | N | N
Polo | FEAG St. Ingbert GmbH St. Ingbert | TPFS | 71153- Unit 23 | 71153 - Unit 23 | 12003044, Holder to DPPPG-70083343_A | 12003044, sostenedor según DPPPG-70083343_A | 3521 | 23MBM302 | GT Aux Combustion Chamber rack | 18 | PCE | Germany |  |  | Zeichnung |  |  |  | 1001 | S-1001-0013-A-23-3521-01204185-N | 5500 | 4403.397 | 47.592 | 605 | 200 | 230 | WA481014112_A | 23062845 | 730890 | N | N
Polo | FEAG St. Ingbert GmbH St. Ingbert | TPFS | 71153- Unit 23 | 71153 - Unit 23 | 409560, Cable gland | 409560, atornilladura de cables | 3521 | 23MBM302 | GT Aux Combustion Chamber rack | 24 | PCE | Germany |  |  | Zeichnung |  |  |  | 1001 | S-1001-0013-A-23-3521-01204185-N | 5500 | 4403.397 | 3.394 | 605 | 200 | 230 | WA481014112_A | 23062846 | 741999 | N | N
Polo | FEAG St. Ingbert GmbH St. Ingbert | TPFS | 71153- Unit 23 | 71153 - Unit 23 | 409621, counter nut PG 16 | 409621, contratuerca PG 16 | 3521 | 23MBM302 | GT Aux Combustion Chamber rack | 24 | PCE | Germany |  |  | Zeichnung |  |  |  | 1001 | S-1001-0013-A-23-3521-01204185-N | 5500 | 4403.397 | 0.123 | 605 | 200 | 230 | WA481014112_A | 23062847 | 741533 | N | N
Polo | FEAG St. Ingbert GmbH St. Ingbert | TPFS | 71153- Unit 23 | 71153 - Unit 23 | 409610, Hexagonal nut MU-6KT-DIN934-10-SW24-A3C-M16 | 409610, tuerca hexagonal MU-6KT-DIN934-10-SW24-A3C-M16 | 3521 | 23MBM302 | GT Aux Combustion Chamber rack | 118 | PCE | Germany |  |  | Zeichnung |  |  |  | 1001 | S-1001-0013-A-23-3521-01204185-N | 5500 | 4403.397 | 3.582 | 605 | 200 | 230 | WA481014112_A | 23062862 | 731816 | N | N
Polo | FEAG St. Ingbert GmbH St. Ingbert | TPFS | 71153- Unit 23 | 71153 - Unit 23 | 409601, Hanger clamp B22 | 409601, clip de pinza B22 | 3521 | 23MBM302 | GT Aux Combustion Chamber rack | 10 | PCE | Germany |  |  | Zeichnung |  |  |  | 1001 | S-1001-0013-A-23-3521-01204185-N | 5500 | 4403.397 | 0.381 | 605 | 200 | 230 | WA481014112_A | 23062848 | 732690 | N | N
Polo | FEAG St. Ingbert GmbH St. Ingbert | TPFS | 71153- Unit 23 | 71153 - Unit 23 | 412874, Anchor track 2970/2SL / 5VC3187-3 | 412874, carril de sujeción 2970/2SL / 5VC3187-3 | 3521 | 23MBM302 | GT Aux Combustion Chamber rack | 4 | MTR | Germany |  |  | Zeichnung |  |  |  | 1001 | S-1001-0013-A-23-3521-01204185-N | 5500 | 4403.397 | 2.88 | 605 | 200 | 230 | WA481014112_A | 23062803 | 721661 | N | N
Polo | FEAG St. Ingbert GmbH St. Ingbert | TPFS | 71153- Unit 23 | 71153 - Unit 23 | 407915, SKINDICHT ZS-M 20x1,5/16 | 407915, glándula del cable SKINDICHT ZS-M 20x1,5/16, Reducción | 3521 | 23MBM302 | GT Aux Combustion Chamber rack | 10 | PCE | Germany |  |  | Zeichnung |  |  |  | 1001 | S-1001-0013-A-23-3521-01204185-N | 5500 | 4403.397 | 0.164 | 605 | 200 | 230 | WA481014112_A | 23062849 | 741999 | N | N
Polo | FEAG St. Ingbert GmbH St. Ingbert | TPFS | 71153- Unit 23 | 71153 - Unit 23 | 501194, cable gland Ex d/e NPT 3/4' | 501194, atornilladura de cables Ex d/e NPT 3/4' | 3521 | 23MBM302 | GT Aux Combustion Chamber rack | 2 | PCE | Germany |  |  | Zeichnung |  |  |  | 1001 | S-1001-0013-A-23-3521-01204185-N | 5500 | 4403.397 | 0.176 | 605 | 200 | 230 | WA481014112_A | 23062850 | 741999 | N | N
Polo | FEAG St. Ingbert GmbH St. Ingbert | TPFS | 71153- Unit 23 | 71153 - Unit 23 | 409229, Washer d=17,0 mm | 409229, disco d=17,0 mm | 3521 | 23MBM302 | GT Aux Combustion Chamber rack | 4 | PCE | Germany |  |  | Zeichnung |  |  |  | 1001 | S-1001-0013-A-23-3521-01204185-N | 5500 | 4403.397 | 0.041 | 605 | 200 | 230 | WA481014112_A | 23062863 | 741521 | N | N
Polo | FEAG St. Ingbert GmbH St. Ingbert | TPFS | 71153- Unit 23 | 71153 - Unit 23 | 409602, ISO Row clamps B291 | 409602, ISO-Abrazadera de la fila B291 | 3521 | 23MBM302 | GT Aux Combustion Chamber rack | 150 | PCE | Germany |  |  | Zeichnung |  |  |  | 1001 | S-1001-0013-A-23-3521-01204185-N | 5500 | 4403.397 | 1.09 | 605 | 200 | 230 | WA481014112_A | 23062851 | 392690 | N | N
Polo | FEAG St. Ingbert GmbH St. Ingbert | TPFS | 71153- Unit 23 | 71153 - Unit 23 | 412875, Row tracks 2910/2 SQA / 5VC3102 | 412875, Carril de la fila 2910/2 SQA / 5VC3102 | 3521 | 23MBM302 | GT Aux Combustion Chamber rack | 4 | MTR | Germany |  |  | Zeichnung |  |  |  | 1001 | S-1001-0013-A-23-3521-01204185-N | 5500 | 4403.397 | 1.472 | 605 | 200 | 230 | WA481014112_A | 23062804 | 721661 | N | N
Polo | FEAG St. Ingbert GmbH St. Ingbert | TPFS | 71153- Unit 23 | 71153 - Unit 23 | 409502, Self-tapping screw SHR-ZYL-DIN7971-C-A2K-4,8X13 | 409502, tornillo SHR-ZYL-DIN7971-C-A2K-4,8X13 | 3521 | 23MBM302 | GT Aux Combustion Chamber rack | 100 | PCE | Thailand |  |  | Zeichnung |  |  |  | 1001 | S-1001-0013-A-23-3521-01204185-N | 5500 | 4403.397 | 0.2 | 605 | 200 | 230 | WA481014112_A | 23062991 | 731814 | N | N
Polo | FEAG St. Ingbert GmbH St. Ingbert | TPFS | 71153- Unit 23 | 71153 - Unit 23 | 12003219, Holder DPPPG-70100619-A | 12003219, sostenedor DPPPG-70100619-A | 3521 | 23MBM302 | GT Aux Combustion Chamber rack | 2 | PCE | Germany |  |  | Zeichnung |  |  |  | 1001 | S-1001-0013-A-23-3521-01204185-N | 5500 | 4403.397 | 3.07 | 605 | 200 | 230 | WA481014112_A | 23062852 | 730890 | N | N
Polo | FEAG St. Ingbert GmbH St. Ingbert | TPFS | 71153- Unit 23 | 71153 - Unit 23 | 409623, Locking device / 16N12-V | 409623, españoleta / 16N12-V | 3521 | 23MBM302 | GT Aux Combustion Chamber rack | 100 | PCE | Germany |  |  | Zeichnung |  |  |  | 1001 | S-1001-0013-A-23-3521-01204185-N | 5500 | 4403.397 | 1.4 | 605 | 200 | 230 | WA481014112_A | 23062853 | 732690 | N | N
Polo | FEAG St. Ingbert GmbH St. Ingbert | TPFS | 71153- Unit 23 | 71153 - Unit 23 | 409568, lock washer NL-SS, 17 mm | 409568, Arandela de la cerradura de cuña NL-SS, 17 mm | 3521 | 23MBM302 | GT Aux Combustion Chamber rack | 236 | PR | Sweden |  |  | Zeichnung |  |  |  | 1001 | S-1001-0013-A-23-3521-01204185-N | 5500 | 4403.397 | 1.416 | 605 | 200 | 230 | WA481014112_A | 23062979 | 731821 | N | N
Polo | FEAG St. Ingbert GmbH St. Ingbert | TPFS | 71153- Unit 23 | 71153 - Unit 23 | 412876, Cable channel 60/320 punched / 151W22-300 | 412876, Bandeja de cable 60/320 perforado / 151W22-300 | 3521 | 23MBM302 | GT Aux Combustion Chamber rack | 30 | MTR | Germany |  |  | Zeichnung |  |  |  | 1001 | S-1001-0013-A-23-3521-01204185-N | 5500 | 4403.397 | 71 | 605 | 200 | 230 | WA481014112_A | 23062805 | 730890 | N | N
Polo | FEAG St. Ingbert GmbH St. Ingbert | TPFS | 71153- Unit 23 | 71153 - Unit 23 | 412877, Separating web 58 mm high / 151W13-A | 412877, Separación 58 mm hoch / 151W13-A | 3521 | 23MBM302 | GT Aux Combustion Chamber rack | 30 | MTR | Germany |  |  | Zeichnung |  |  |  | 1001 | S-1001-0013-A-23-3521-01204185-N | 5500 | 4403.397 | 13.7 | 605 | 200 | 230 | WA481014112_A | 23062806 | 730890 | N | N
Polo | FEAG St. Ingbert GmbH St. Ingbert | TPFS | 71153- Unit 23 | 71153 - Unit 23 | 412879, Cover with turn bolt 320 / 15W12-300-R | 412879, Cubierta con barra giratoria 320 / 15W12-300-R | 3521 | 23MBM302 | GT Aux Combustion Chamber rack | 30 | MTR | Germany |  |  | Zeichnung |  |  |  | 1001 | S-1001-0013-A-23-3521-01204185-N | 5500 | 4403.397 | 71 | 605 | 200 | 230 | WA481014112_A | 23062807 | 730890 | N | N
Polo | FEAG St. Ingbert GmbH St. Ingbert | TPFS | 71153- Unit 23 | 71153 - Unit 23 | 409626, Connection at joint 60 / 151E12-A | 409626,conector 60 / 151E12-A | 3521 | 23MBM302 | GT Aux Combustion Chamber rack | 2 | PCE | Germany |  |  | Zeichnung |  |  |  | 1001 | S-1001-0013-A-23-3521-01204185-N | 5500 | 4403.397 | 0.347 | 605 | 200 | 230 | WA481014112_A | 23062864 | 730890 | N | N
Polo | FEAG St. Ingbert GmbH St. Ingbert | TPFS | 71153- Unit 23 | 71153 - Unit 23 | 409627, Buffer protecting strip 300 / 15W7-300 | 409627, Barra de empuje 300 / 15W7-300 | 3521 | 23MBM302 | GT Aux Combustion Chamber rack | 1 | PCE | Germany |  |  | Zeichnung |  |  |  | 1001 | S-1001-0013-A-23-3521-01204185-N | 5500 | 4403.397 | 0.144 | 605 | 200 | 230 | WA481014112_A | 23062865 | 730890 | N | N
Polo | FEAG St. Ingbert GmbH St. Ingbert | TPFS | 71153- Unit 23 | 71153 - Unit 23 | 409628, Knuckle joint 60 / 151E12-C | 409628, conector ajustable 60 / 151E12-C | 3521 | 23MBM302 | GT Aux Combustion Chamber rack | 16 | PCE | Germany |  |  | Zeichnung |  |  |  | 1001 | S-1001-0013-A-23-3521-01204185-N | 5500 | 4403.397 | 4.721 | 605 | 200 | 230 | WA481014112_A | 23062866 | 730890 | N | N
Polo | FEAG St. Ingbert GmbH St. Ingbert | TPFS | 71153- Unit 23 | 71153 - Unit 23 | 409632, Protective covering of cables 312 / 15W11-300 | 409632, Guardabarros de cable 312 / 15W11-300 | 3521 | 23MBM302 | GT Aux Combustion Chamber rack | 24 | PCE | Germany |  |  | Zeichnung |  |  |  | 1001 | S-1001-0013-A-23-3521-01204185-N | 5500 | 4403.397 | 3.16 | 605 | 200 | 230 | WA481014112_A | 23062867 | 730890 | N | N
Polo | FEAG St. Ingbert GmbH St. Ingbert | TPFS | 71153- Unit 23 | 71153 - Unit 23 | 412878, Cable tray 60x120 punched / 151W22-100 | 412878, canal de cable 60x120 gelocht / 151W22-100 | 3521 | 23MBM302 | GT Aux Combustion Chamber rack | 30 | MTR | Germany |  |  | Zeichnung |  |  |  | 1001 | S-1001-0013-A-23-3521-01204185-N | 5500 | 4403.397 | 31 | 605 | 200 | 230 | WA481014112_A | 23062808 | 730890 | N | N
Polo | FEAG St. Ingbert GmbH St. Ingbert | TPFS | 71153- Unit 23 | 71153 - Unit 23 | 412880, Covering with locking device 120 / 15W12-100-R | 412880, cubierta120 / 15W12-100-R | 3521 | 23MBM302 | GT Aux Combustion Chamber rack | 30 | MTR | Germany |  |  | Zeichnung |  |  |  | 1001 | S-1001-0013-A-23-3521-01204185-N | 5500 | 4403.397 | 21.5 | 605 | 200 | 230 | WA481014112_A | 23062809 | 730890 | N | N
Polo | FEAG St. Ingbert GmbH St. Ingbert | TPFS | 71153- Unit 23 | 71153 - Unit 23 | 409629, Buffer protecting strip 100 / 15W7-100 | 409629, Tira de plástico 100 / 15W7-100 | 3521 | 23MBM302 | GT Aux Combustion Chamber rack | 1 | PCE | Germany |  |  | Zeichnung |  |  |  | 1001 | S-1001-0013-A-23-3521-01204185-N | 5500 | 4403.397 | 0.065 | 605 | 200 | 230 | WA481014112_A | 23062868 | 730890 | N | N
Polo | FEAG St. Ingbert GmbH St. Ingbert | TPFS | 71153- Unit 23 | 71153 - Unit 23 | 409585, Earthing strip 300*16qmm / SZ2568 Rittal | 409585, Cinta de conexión a tierra 300*16qmm / SZ2568 Rittal | 3521 | 23MBM302 | GT Aux Combustion Chamber rack | 14 | PCE | Germany |  |  | Zeichnung |  |  |  | 1001 | S-1001-0013-A-23-3521-01204185-N | 5500 | 4403.397 | 0.889 | 605 | 200 | 230 | WA481014112_A | 23062875 | 854442 | N | N
Polo | FEAG St. Ingbert GmbH St. Ingbert | TPFS | 71153- Unit 23 | 71153 - Unit 23 | 409630, Protective covering of cables 112 / 15W11-100 | 409630, Delantal de cable 112 / 15W11-100 | 3521 | 23MBM302 | GT Aux Combustion Chamber rack | 24 | PCE | Germany |  |  | Zeichnung |  |  |  | 1001 | S-1001-0013-A-23-3521-01204185-N | 5500 | 4403.397 | 1.34 | 605 | 200 | 230 | WA481014112_A | 23062869 | 730890 | N | N
Polo | FEAG St. Ingbert GmbH St. Ingbert | TPFS | 71153- Unit 23 | 71153 - Unit 23 | 409628, Knuckle joint 60 / 151E12-C | 409628, conector ajustable 60 / 151E12-C | 3521 | 23MBM302 | GT Aux Combustion Chamber rack | 16 | PCE | Germany |  |  | Zeichnung |  |  |  | 1001 | S-1001-0013-A-23-3521-01204185-N | 5500 | 4403.397 | 4.721 | 605 | 200 | 230 | WA481014112_A | 23062870 | 730890 | N | N
Polo | FEAG St. Ingbert GmbH St. Ingbert | TPFS | 71153- Unit 23 | 71153 - Unit 23 | 409626, Connection at joint 60 / 151E12-A | 409626,conector 60 / 151E12-A | 3521 | 23MBM302 | GT Aux Combustion Chamber rack | 2 | PCE | Germany |  |  | Zeichnung |  |  |  | 1001 | S-1001-0013-A-23-3521-01204185-N | 5500 | 4403.397 | 0.347 | 605 | 200 | 230 | WA481014112_A | 23062871 | 730890 | N | N
Polo | FEAG St. Ingbert GmbH St. Ingbert | TPFS | 71153- Unit 23 | 71153 - Unit 23 | 409631, Angle joint 60 / 151E12-B | 409631, Conector de ángulo 60 / 151E12-B | 3521 | 23MBM302 | GT Aux Combustion Chamber rack | 8 | PCE | Germany |  |  | Zeichnung |  |  |  | 1001 | S-1001-0013-A-23-3521-01204185-N | 5500 | 4403.397 | 2.623 | 605 | 200 | 230 | WA481014112_A | 23062872 | 730890 | N | N
Polo | FEAG St. Ingbert GmbH St. Ingbert | TPFS | 71153- Unit 23 | 71153 - Unit 23 | 409633,, Edge protection 15V13-A | 409633, Tira de protección de los bordes 15V13-A | 3521 | 23MBM302 | GT Aux Combustion Chamber rack | 5 | MTR | Germany |  |  | Zeichnung |  |  |  | 1001 | S-1001-0013-A-23-3521-01204185-N | 5500 | 4403.397 | 1.365 | 605 | 200 | 230 | WA481014112_A | 23062810 | 391620 | N | N
Polo | FEAG St. Ingbert GmbH St. Ingbert | TPFS | 71153- Unit 23 | 71153 - Unit 23 | 409623, Locking device / 16N12-V | 409623, españoleta / 16N12-V | 3521 | 23MBM302 | GT Aux Combustion Chamber rack | 100 | PCE | Germany |  |  | Zeichnung |  |  |  | 1001 | S-1001-0013-A-23-3521-01204185-N | 5500 | 4403.397 | 1.4 | 605 | 200 | 230 | WA481014112_A | 23062873 | 732690 | N | N
Polo | FEAG St. Ingbert GmbH St. Ingbert | TPFS | 71153- Unit 23 | 71153 - Unit 23 | 409631, Angle joint 60 / 151E12-B | 409631, Conector de ángulo 60 / 151E12-B | 3521 | 23MBM302 | GT Aux Combustion Chamber rack | 8 | PCE | Germany |  |  | Zeichnung |  |  |  | 1001 | S-1001-0013-A-23-3521-01204185-N | 5500 | 4403.397 | 2.623 | 605 | 200 | 230 | WA481014112_A | 23062874 | 730890 | N | N
Polo | FEAG St. Ingbert GmbH St. Ingbert | TPFS | 71153- Unit 23 | 71153 - Unit 23 | 408093, Thermal insulator B512.1 / SLV3060024 Pos. 4 | 408093, aislador de calor B512.1 / SLV3060024 Pos. 4 | 3521 | 23MBM302 | GT Aux Combustion Chamber rack | 2 | PCE | Germany |  |  | Zeichnung |  |  |  | 1001 | S-1001-0013-A-23-3521-01204185-N | 5500 | 4403.397 | 0.18 | 605 | 200 | 230 | WA481014112_A | 23062891 | 392690 | N | N
Polo | FEAG St. Ingbert GmbH St. Ingbert | TPFS | 71153- Unit 23 | 71153 - Unit 23 | 408095, Sensor head SKLX-IR, +3m LWL / SLV3060024 Pos. 3 | 408095, cabeza del sensor SKLX-IR, +3m LWL / SLV3060024 Pos. 3 | 3521 | 23MBM302 | GT Aux Combustion Chamber rack | 2 | PCE | Germany |  |  | Zeichnung |  |  |  | 1001 | S-1001-0013-A-23-3521-01204185-N | 5500 | 4403.397 | 4.432 | 605 | 200 | 230 | WA481014112_A | 23062892 | 902750 | N | N
Polo | FEAG St. Ingbert GmbH St. Ingbert | TPFS | 71153- Unit 23 | 71153 - Unit 23 | 498664, Compact Flame Controller CFC2000IR2-L, S520.6L, Serial-No: 6439 - 6440 | 498664, Protector de llama compacto, CFC2000IR2-L, S520.6L; Número de Serie. 6439 - 6440 | 3521 | 23MBM302 | GT Aux Combustion Chamber rack | 2 | PCE | Germany |  |  | Zeichnung |  |  |  | 1001 | S-1001-0013-A-23-3521-01204185-N | 5500 | 4403.397 | 3.198 | 605 | 200 | 230 | WA481014112_A | 23062893 | 902790 | N | N
Polo | FEAG St. Ingbert GmbH St. Ingbert | TPFS | 71153- Unit 23 | 71153 - Unit 23 | 452028, Hexagon head screw SHR 6KT DIN 933 SW13 M8x25 8.8 | 452028, tornillo de cabeza hexagonal SHR 6KT DIN 933 SW13 M8x25 8.8 | 3521 | 23MBM302 | GT Aux Combustion Chamber rack | 20 | PCE | Poland |  |  | Zeichnung |  |  |  | 1001 | S-1001-0013-A-23-3521-01204185-N | 5500 | 4403.397 | 0.263 | 605 | 200 | 230 | WA481014112_A | 23062975 | 731815 | N | N
Polo | FEAG St. Ingbert GmbH St. Ingbert | TPFS | 71153- Unit 23 | 71153 - Unit 23 | 409605, Halfen hole track 1500mm / HL36/36 L=1500 | 409605, Halfen-Carril del agujero 1500mm / HL36/36 L=1500 | 3521 | 23MBM302 | GT Aux Combustion Chamber rack | 2 | PCE | Germany |  |  | Zeichnung |  |  |  | 1001 | S-1001-0013-A-23-3521-01204185-N | 5500 | 4403.397 | 6.242 | 605 | 200 | 230 | WA481014112_A | 23062894 | 730890 | N | N
Polo | FEAG St. Ingbert GmbH St. Ingbert | TPFS | 71153- Unit 23 | 71153 - Unit 23 | 409604, Halfen konsole 300mm / 12 000601 | 409604, Halfen-consola 300mm / 12 00061 | 3521 | 23MBM302 | GT Aux Combustion Chamber rack | 4 | PCE | Germany |  |  | Zeichnung |  |  |  | 1001 | S-1001-0013-A-23-3521-01204185-N | 5500 | 4403.397 | 4.532 | 605 | 200 | 230 | WA481014112_A | 23062895 | 730890 | N | N
Polo | FEAG St. Ingbert GmbH St. Ingbert | TPFS | 71153- Unit 23 | 71153 - Unit 23 | 409634, HVT36-4 / Halfen connection track / 0312.020-00004 | 409634, HVT36-4 / Halfen-pieza de conexión / 0312.020-00004 | 3521 | 23MBM302 | GT Aux Combustion Chamber rack | 4 | PCE | Germany |  |  | Zeichnung |  |  |  | 1001 | S-1001-0013-A-23-3521-01204185-N | 5500 | 4403.397 | 0.584 | 605 | 200 | 230 | WA481014112_A | 23062896 | 730890 | N | N
Polo | FEAG St. Ingbert GmbH St. Ingbert | TPFS | 71153- Unit 23 | 71153 - Unit 23 | 409597, Halfen screw M10x20 / 12 000373 | 409597, Halfen tornillo M10x20 / 12 000373 | 3521 | 23MBM302 | GT Aux Combustion Chamber rack | 10 | PCE | Germany |  |  | Zeichnung |  |  |  | 1001 | S-1001-0013-A-23-3521-01204185-N | 5500 | 4403.397 | 0.387 | 605 | 200 | 230 | WA481014112_A | 23062897 | 731815 | N | N
Polo | FEAG St. Ingbert GmbH St. Ingbert | TPFS | 71153- Unit 23 | 71153 - Unit 23 | 452665, Hexagon head screw Sechskantschraube M12X30 DIN 933 | 452665 tornillo de cabeza hexagonal M12X30 DIN 933 | 3521 | 23MBM302 | GT Aux Combustion Chamber rack | 10 | PCE | Germany |  |  | Zeichnung |  |  |  | 1001 | S-1001-0013-A-23-3521-01204185-N | 5500 | 4403.397 | 0.386 | 605 | 200 | 230 | WA481014112_A | 23062898 | 731815 | N | N
Polo | FEAG St. Ingbert GmbH St. Ingbert | TPFS | 71153- Unit 23 | 71153 - Unit 23 | 409207, Hexagon nut M12 | 409207, Tuerca hexagona M12 | 3521 | 23MBM302 | GT Aux Combustion Chamber rack | 10 | PCE | Germany |  |  | Zeichnung |  |  |  | 1001 | S-1001-0013-A-23-3521-01204185-N | 5500 | 4403.397 | 0.16 | 605 | 200 | 230 | WA481014112_A | 23062899 | 731816 | N | N
Polo | FEAG St. Ingbert GmbH St. Ingbert | TPFS | 71153- Unit 23 | 71153 - Unit 23 | 409228, Washer SHB-DIN125-A-140HV-A3C-D13,0 | 409228, golilla SHB-DIN125-A-140HV-A3C-D13,0 | 3521 | 23MBM302 | GT Aux Combustion Chamber rack | 16 | PCE | Italy |  |  | Zeichnung |  |  |  | 1001 | S-1001-0013-A-23-3521-01204185-N | 5500 | 4403.397 | 0.092 | 605 | 200 | 230 | WA481014112_A | 23062969 | 731822 | N | N
Polo | FEAG St. Ingbert GmbH St. Ingbert | TPFS | 71153- Unit 23 | 71153 - Unit 23 | 409576, Hexagon head screw SHR-6KT-DIN933-MS-SW13-M8X35 | 409576, Tornillo de cabeza hexagonal SHR-6KT-DIN933-MS-SW13-M8X35 | 3521 | 23MBM302 | GT Aux Combustion Chamber rack | 8 | PCE | Italy |  |  | Zeichnung |  |  |  | 1001 | S-1001-0013-A-23-3521-01204185-N | 5500 | 4403.397 | 0.142 | 605 | 200 | 230 | WA481014112_A | 23062968 | 741533 | N | N
Polo | FEAG St. Ingbert GmbH St. Ingbert | TPFS | 71153- Unit 23 | 71153 - Unit 23 | 409574, hex nut MU-6KT-DIN934-MS-SW13-M8 | 409574, tuerca hexagonal MU-6KT-DIN934-MS-SW13-M8 | 3521 | 23MBM302 | GT Aux Combustion Chamber rack | 28 | PCE | Germany |  |  | Zeichnung |  |  |  | 1001 | S-1001-0013-A-23-3521-01204185-N | 5500 | 4403.397 | 0.151 | 605 | 200 | 230 | WA481014112_A | 23062876 | 741533 | N | N
Polo | FEAG St. Ingbert GmbH St. Ingbert | TPFS | 71153- Unit 23 | 71153 - Unit 23 | 409587, Washer SHB-DIN125-A-MS-D8,4 | 409587, Disco de U SHB-DIN125-A-MS-D8,4 | 3521 | 23MBM302 | GT Aux Combustion Chamber rack | 28 | PCE | Germany |  |  | Zeichnung |  |  |  | 1001 | S-1001-0013-A-23-3521-01204185-N | 5500 | 4403.397 | 0.049 | 605 | 200 | 230 | WA481014112_A | 23062877 | 741521 | N | N
Polo | FEAG St. Ingbert GmbH St. Ingbert | TPFS | 71153- Unit 23 | 71153 - Unit 23 | 409584, Contact washer M8 / SZ2335 Rittal | 409584, Disco de U M8 / SZ2335 Rittal | 3521 | 23MBM302 | GT Aux Combustion Chamber rack | 28 | PCE | Germany |  |  | Zeichnung |  |  |  | 1001 | S-1001-0013-A-23-3521-01204185-N | 5500 | 4403.397 | 0.067 | 605 | 200 | 230 | WA481014112_A | 23062878 | 741999 | N | N
Polo | FEAG St. Ingbert GmbH St. Ingbert | TPFS | 71153- Unit 23 | 71153 - Unit 23 | 12001489, Rack top according to drawing 23-9071-01324/004-D | 12001489, parte superior del marco según el dibujo 23-9071-01324/004-D | 3521 | 23MBM302 | GT Aux Combustion Chamber rack | 2 | PCE | Germany |  |  | Zeichnung |  |  |  | 1001 | S-1001-0013-A-23-3521-01204185-N | 5500 | 4403.397 | 620 | 605 | 200 | 230 | WA481014112_A | 23062855 | 730890 | N | N
Polo | FEAG St. Ingbert GmbH St. Ingbert | TPFS | 71153- Unit 23 | 71153 - Unit 23 | 409585, Earthing strip 300*16qmm / SZ2568 Rittal | 409585, Cinta de conexión a tierra 300*16qmm / SZ2568 Rittal | 3521 | 23MBM302 | GT Aux Combustion Chamber rack | 7 | PCE | Germany |  |  | Zeichnung |  |  |  | 1001 | S-1001-0013-A-23-3521-01204185-N | 5500 | 4403.397 | 0.445 | 605 | 200 | 230 | WA481014112_A | 23062900 | 854442 | N | N
Polo | FEAG St. Ingbert GmbH St. Ingbert | TPFS | 71153- Unit 23 | 71153 - Unit 23 | 12003374, Spinal block Vario VWBG-V-3,5t-M24 VIP | 12003374, bloque de remolino Vario VWBG-V-3,5t-M24 VIP | 3521 | 23MBM302 | GT Aux Combustion Chamber rack | 4 | PCE | Germany |  |  | Zeichnung |  |  |  | 1001 | S-1001-0013-A-23-3521-01204185-N | 5500 | 4403.397 | 11.802 | 605 | 200 | 230 | WA481014112_A | 23062879 | 732690 | N | N
Polo | FEAG St. Ingbert GmbH St. Ingbert | TPFS | 71153- Unit 23 | 71153 - Unit 23 | 408096, Ignition cable according to SLV3950530 g | 408096, cables de ignición según SLV3950530 g | 3521 | 23MBM302 | GT Aux Combustion Chamber rack | 48 | PCE | Germany |  |  | Zeichnung |  |  |  | 1001 | S-1001-0013-A-23-3521-01204185-N | 5500 | 4403.397 | 26.404 | 605 | 200 | 230 | WA481014112_A | 23062901 | 854460 | N | N
Polo | FEAG St. Ingbert GmbH St. Ingbert | TPFS | 71153- Unit 23 | 71153 - Unit 23 | 413359, HELUFLON FEP 2,5qmm greenyellow | 413359, Línea de alambre HELUFLON FEP 2,5qmm grüngelb | 3521 | 23MBM302 | GT Aux Combustion Chamber rack | 50 | MTR | Germany |  |  | Zeichnung |  |  |  | 1001 | S-1001-0013-A-23-3521-01204185-N | 5500 | 4403.397 | 1.336 | 605 | 200 | 230 | WA481014112_A | 23062811 | 854449 | N | N
Polo | FEAG St. Ingbert GmbH St. Ingbert | TPFS | 71153- Unit 23 | 71153 - Unit 23 | 409724, thimble 2,5 M8 | 409724, Zapato que prensa 2,5 mm¿ M8 | 3521 | 23MBM302 | GT Aux Combustion Chamber rack | 60 | PCE | Germany |  |  | Zeichnung |  |  |  | 1001 | S-1001-0013-A-23-3521-01204185-N | 5500 | 4403.397 | 0.078 | 605 | 200 | 230 | WA481014112_A | 23062902 | 853690 | N | N
Polo | FEAG St. Ingbert GmbH St. Ingbert | TPFS | 71153- Unit 23 | 71153 - Unit 23 | 410953, 30509500 / ISULTITE shrinkage tube / HTF-A 3/8 sw | 410953, 30509500 / ISULTITE tubo retráctil / HTF-A 3/8 sw | 3521 | 23MBM302 | GT Aux Combustion Chamber rack | 10 | MTR | Netherlands |  |  | Zeichnung |  |  |  | 1001 | S-1001-0013-A-23-3521-01204185-N | 5500 | 4403.397 | 0.14 | 605 | 200 | 230 | WA481014112_A | 23062974 | 391732 | N | N
Polo | FEAG St. Ingbert GmbH St. Ingbert | TPFS | 71153- Unit 23 | 71153 - Unit 23 | 410212, Rack according to drawing 233-9074-01324/022 A | 410212, marco según el dibujo 33-9074-01324/022 A | 3521 | 23MBM302 | GT Aux Combustion Chamber rack | 4 | PCE | Germany |  |  | Zeichnung |  |  |  | 1001 | S-1001-0013-A-23-3521-01204185-N | 5500 | 4403.397 | 33.456 | 605 | 200 | 230 | WA481014112_A | 23062881 | 730890 | N | N
Polo | FEAG St. Ingbert GmbH St. Ingbert | TPFS | 71153- Unit 23 | 71153 - Unit 23 | 407945, Skindicht SR PG11/7 | 407945, Entrada de cables SR PG11/7 | 3521 | 23MBM302 | GT Aux Combustion Chamber rack | 10 | PCE | Germany |  |  | Zeichnung |  |  |  | 1001 | S-1001-0013-A-23-3521-01204185-N | 5500 | 4403.397 | 0.44 | 605 | 200 | 230 | WA481014112_A | 23062903 | 741999 | N | N
Polo | FEAG St. Ingbert GmbH St. Ingbert | TPFS | 71153- Unit 23 | 71153 - Unit 23 | 407946, Skindicht SR PG11/9 | 407946, Entrada de cables SR PG11/9 | 3521 | 23MBM302 | GT Aux Combustion Chamber rack | 10 | PCE | Germany |  |  | Zeichnung |  |  |  | 1001 | S-1001-0013-A-23-3521-01204185-N | 5500 | 4403.397 | 0.41 | 605 | 200 | 230 | WA481014112_A | 23062904 | 741999 | N | N
Polo | FEAG St. Ingbert GmbH St. Ingbert | TPFS | 71153- Unit 23 | 71153 - Unit 23 | 407947, cable gland Skindicht SR PG13/13 | 407947, glándula del cable Skindicht SR PG13/13 | 3521 | 23MBM302 | GT Aux Combustion Chamber rack | 10 | PCE | Germany |  |  | Zeichnung |  |  |  | 1001 | S-1001-0013-A-23-3521-01204185-N | 5500 | 4403.397 | 0.512 | 605 | 200 | 230 | WA481014112_A | 23062905 | 741999 | N | N
Polo | FEAG St. Ingbert GmbH St. Ingbert | TPFS | 71153- Unit 23 | 71153 - Unit 23 | 409541, Plate carrier T3 | 409541, portador de las etiquetas T3 | 3521 | 23MBM302 | GT Aux Combustion Chamber rack | 6 | PCE | Denmark |  |  | Zeichnung |  |  |  | 1001 | S-1001-0013-A-23-3521-01204185-N | 5500 | 4403.397 | 0.044 | 605 | 200 | 230 | WA481014112_A | 23062801 | 761699 | N | N
Polo | FEAG St. Ingbert GmbH St. Ingbert | TPFS | 71153- Unit 23 | 71153 - Unit 23 | 409537, TORRO12-22/9-C7W3 Hose clips | 409537, TORRO12-22/9-C7W3 Abrazaderas roscadas | 3521 | 23MBM302 | GT Aux Combustion Chamber rack | 6 | PCE | Germany |  |  | Zeichnung |  |  |  | 1001 | S-1001-0013-A-23-3521-01204185-N | 5500 | 4403.397 | 0.09 | 605 | 200 | 230 | WA481014112_A | 23062906 | 732690 | N | N
Polo | FEAG St. Ingbert GmbH St. Ingbert | TPFS | 71153- Unit 23 | 71153 - Unit 23 | 409523, Blind rivet flat head NT-FL-ALU/ST-A2K-0,5-3,5-3,2X6 | 409523, remache de ciego cabeza NT-FL-ALU/ST-A2K-0,5-3,5-3,2X6 | 3521 | 23MBM302 | GT Aux Combustion Chamber rack | 12 | PCE | Germany |  |  | Zeichnung |  |  |  | 1001 | S-1001-0013-A-23-3521-01204185-N | 5500 | 4403.397 | 0.012 | 605 | 200 | 230 | WA481014112_A | 23062907 | 731823 | N | N
Polo | FEAG St. Ingbert GmbH St. Ingbert | TPFS | 71153- Unit 23 | 71153 - Unit 23 | 413261, pipe clamp 2*18mm | 413261, abrazadera de tubo 2*18mm | 3521 | 23MBM302 | GT Aux Combustion Chamber rack | 24 | PCE | Germany |  |  | Zeichnung |  |  |  | 1001 | S-1001-0013-A-23-3521-01204185-N | 5500 | 4403.397 | 0.788 | 605 | 200 | 230 | WA481014112_A | 23062912 | 732690 | N | N
Polo | FEAG St. Ingbert GmbH St. Ingbert | TPFS | 71153- Unit 23 | 71153 - Unit 23 | 409572, Hexagon head screw SHR-6KT-DIN933-A4-SW10-M6X30 | 409572, Tornillo de cabeza hexagonal SHR-6KT-DIN933-A4-SW10-M6X30 | 3521 | 23MBM302 | GT Aux Combustion Chamber rack | 24 | PCE | Germany |  |  | Zeichnung |  |  |  | 1001 | S-1001-0013-A-23-3521-01204185-N | 5500 | 4403.397 | 0.185 | 605 | 200 | 230 | WA481014112_A | 23062913 | 731815 | N | N
Polo | FEAG St. Ingbert GmbH St. Ingbert | TPFS | 71153- Unit 23 | 71153 - Unit 23 | 409615, Washer Couple SHB-KEILSI-A4-10,8X6,5X2,2 | 409615, par de disco SHB-KEILSI-A4-10,8X6,5X2,2 | 3521 | 23MBM302 | GT Aux Combustion Chamber rack | 24 | PR | Sweden |  |  | Zeichnung |  |  |  | 1001 | S-1001-0013-A-23-3521-01204185-N | 5500 | 4403.397 | 0.023 | 605 | 200 | 230 | WA481014112_A | 23062981 | 731821 | N | N
Polo | FEAG St. Ingbert GmbH St. Ingbert | TPFS | 71153- Unit 23 | 71153 - Unit 23 | 408985, Cable tie 150 x 3,5 mm | 408985, ataduras de cables 150 x 3,5 mm | 3521 | 23MBM302 | GT Aux Combustion Chamber rack | 100 | PCE | Italy |  |  | Zeichnung |  |  |  | 1001 | S-1001-0013-A-23-3521-01204185-N | 5500 | 4403.397 | 0.077 | 605 | 200 | 230 | WA481014112_A | 23062971 | 392690 | N | N
Polo | FEAG St. Ingbert GmbH St. Ingbert | TPFS | 71153- Unit 23 | 71153 - Unit 23 | 12001139, Rack connection according to drawing 23-9071-01324/002 C | 12001139, marco entre los pedazos después del dibujo 23-9071-01324/002 C | 3521 | 23MBM302 | GT Aux Combustion Chamber rack | 2 | PCE | Germany |  |  | Zeichnung |  |  |  | 1001 | S-1001-0013-A-23-3521-01204185-N | 5500 | 4403.397 | 620 | 605 | 200 | 230 | WA481014112_A | 23062856 | 730890 | N | N
Polo | FEAG St. Ingbert GmbH St. Ingbert | TPFS | 71153- Unit 23 | 71153 - Unit 23 | 12001152, Assembly plate according to drawing 33-9074-01324/300-A | 12001152, placa de montaje según el dibujo 33-9074-01324/300-A | 3521 | 23MBM302 | GT Aux Combustion Chamber rack | 2 | PCE | Germany |  |  | Zeichnung |  |  |  | 1001 | S-1001-0013-A-23-3521-01204185-N | 5500 | 4403.397 | 6 | 605 | 200 | 230 | WA481014112_A | 23062914 | 730890 | N | N
Polo | FEAG St. Ingbert GmbH St. Ingbert | TPFS | 71153- Unit 23 | 71153 - Unit 23 | 12001154, Plate according 40x10x300 to drawing 33-9073-01324/302 A | 12001154, hoja 40x10x300 según el dibujo 33-9073-01324/302 A | 3521 | 23MBM302 | GT Aux Combustion Chamber rack | 8 | PCE | Germany |  |  | Zeichnung |  |  |  | 1001 | S-1001-0013-A-23-3521-01204185-N | 5500 | 4403.397 | 7.2 | 605 | 200 | 230 | WA481014112_A | 23062915 | 730890 | N | N
Polo | FEAG St. Ingbert GmbH St. Ingbert | TPFS | 71153- Unit 23 | 71153 - Unit 23 | 409606, Halfen perforated bar 330mm / HL36/36 / 18 000015 | 409606, Halfen Carril del agujero 330mm / HL36/36 / 18 000015 | 3521 | 23MBM302 | GT Aux Combustion Chamber rack | 8 | PCE | Germany |  |  | Zeichnung |  |  |  | 1001 | S-1001-0013-A-23-3521-01204185-N | 5500 | 4403.397 | 5.672 | 605 | 200 | 230 | WA481014112_A | 23062916 | 730890 | N | N
Polo | FEAG St. Ingbert GmbH St. Ingbert | TPFS | 71153- Unit 23 | 71153 - Unit 23 | 409598, Halfen screw M10x150 / 12 000383 | 409598, Halfen tornillo M10x150 / 12 000383 | 3521 | 23MBM302 | GT Aux Combustion Chamber rack | 20 | PCE | Germany |  |  | Zeichnung |  |  |  | 1001 | S-1001-0013-A-23-3521-01204185-N | 5500 | 4403.397 | 2.034 | 605 | 200 | 230 | WA481014112_A | 23062917 | 731815 | N | N
Polo | FEAG St. Ingbert GmbH St. Ingbert | TPFS | 71153- Unit 23 | 71153 - Unit 23 | 409597, Halfen screw M10x20 / 12 000373 | 409597, Halfen tornillo M10x20 / 12 000373 | 3521 | 23MBM302 | GT Aux Combustion Chamber rack | 20 | PCE | Germany |  |  | Zeichnung |  |  |  | 1001 | S-1001-0013-A-23-3521-01204185-N | 5500 | 4403.397 | 0.774 | 605 | 200 | 230 | WA481014112_A | 23062918 | 731815 | N | N
Polo | FEAG St. Ingbert GmbH St. Ingbert | TPFS | 71153- Unit 23 | 71153 - Unit 23 | 409227, Washer SHB-DIN125-A-140HV-A3C-D10,5 | 409227, golilla SHB-DIN125-A-140HV-A3C-D10,5 | 3521 | 23MBM302 | GT Aux Combustion Chamber rack | 20 | PCE | Germany |  |  | Zeichnung |  |  |  | 1001 | S-1001-0013-A-23-3521-01204185-N | 5500 | 4403.397 | 0.067 | 605 | 200 | 230 | WA481014112_A | 23062919 | 731822 | N | N
Polo | FEAG St. Ingbert GmbH St. Ingbert | TPFS | 71153- Unit 23 | 71153 - Unit 23 | 408450, Hexagonal nut MU-6KT-DIN934-I8I-SW | 408450, Tuerca hexagonal MU-6KT-DIN934-I8I-SW | 3521 | 23MBM302 | GT Aux Combustion Chamber rack | 10 | PCE | China P.R. |  |  | Zeichnung |  |  |  | 1001 | S-1001-0013-A-23-3521-01204185-N | 5500 | 4403.397 | 0.008 | 605 | 200 | 230 | WA481014112_A | 23062798 | 731816 | N | N
Polo | FEAG St. Ingbert GmbH St. Ingbert | TPFS | 71153- Unit 23 | 71153 - Unit 23 | 413302, Screw SHR-ZYL-DIN912-IS3-A2F-M4X25 | 413302, tornillo SHR-ZYL-DIN912-IS3-A2F-M4X25 | 3521 | 23MBM302 | GT Aux Combustion Chamber rack | 10 | PCE | Italy |  |  | Zeichnung |  |  |  | 1001 | S-1001-0013-A-23-3521-01204185-N | 5500 | 4403.397 | 0.03 | 605 | 200 | 230 | WA481014112_A | 23062972 | 731815 | N | N
Polo | FEAG St. Ingbert GmbH St. Ingbert | TPFS | 71153- Unit 23 | 71153 - Unit 23 | 12004043, Assembly plate according to drawing 54KF00-MBM1C-301-A01 A | 12004043, placa de montaje según el dibujo 54KF00-MBM1C-301-A01 A a sin pintar | 3521 | 23MBM302 | GT Aux Combustion Chamber rack | 2 | PCE | Germany |  |  | Zeichnung |  |  |  | 1001 | S-1001-0013-A-23-3521-01204185-N | 5500 | 4403.397 | 9.97 | 605 | 200 | 230 | WA481014112_A | 23062920 | 730890 | N | N
Polo | FEAG St. Ingbert GmbH St. Ingbert | TPFS | 71153- Unit 23 | 71153 - Unit 23 | 409613, Screw with hexagonal recessed hole SHR-ZYL-DIN7984-IS3-A2K-M5X30 | 409613, tornillo con hueco hexagonal en la cabeza SHR-ZYL-DIN7984-IS3-A2K-M5X30 | 3521 | 23MBM302 | GT Aux Combustion Chamber rack | 20 | PCE | Germany |  |  | Zeichnung |  |  |  | 1001 | S-1001-0013-A-23-3521-01204185-N | 5500 | 4403.397 | 0.105 | 605 | 200 | 230 | WA481014112_A | 23062921 | 731815 | N | N
Polo | FEAG St. Ingbert GmbH St. Ingbert | TPFS | 71153- Unit 23 | 71153 - Unit 23 | 408451, Hexagonal nut MU-6KT-DIN934-I8I-SW8-(A2C)-M5 | 408451, Tuerca hexagonal MU-6KT-DIN934-I8I-SW8-(A2C)-M5 | 3521 | 23MBM302 | GT Aux Combustion Chamber rack | 20 | PCE | Germany |  |  | Zeichnung |  |  |  | 1001 | S-1001-0013-A-23-3521-01204185-N | 5500 | 4403.397 | 0.025 | 605 | 200 | 230 | WA481014112_A | 23062922 | 731816 | N | N
Polo | FEAG St. Ingbert GmbH St. Ingbert | TPFS | 71153- Unit 23 | 71153 - Unit 23 | 438545, Rack subdivide according to drawing 13-0521-01324/001-C | 438545, bastidor parte inferior según el dibujo 13-0521-01324/001-C | 3521 | 23MBM302 | GT Aux Combustion Chamber rack | 1 | PCE | Germany |  |  | Zeichnung |  |  |  | 1001 | S-1001-0013-A-23-3521-01204185-N | 5500 | 4403.397 | 760 | 605 | 200 | 230 | WA481014112_A | 23062857 | 730890 | N | N
Polo | FEAG St. Ingbert GmbH St. Ingbert | TPFS | 71153- Unit 23 | 71153 - Unit 23 | 0401, Transformer cabinet MBY03GF001 | 0401, Gabinete del transformador MBY03GF001 | 3521 | 23MBM302 | GT Aux Combustion Chamber rack | 1 | PCE | Germany |  | MBY03GF001 | Zeichnung |  |  |  | 1001 | S-1001-0013-A-23-3521-01204185-N | 5500 | 4403.397 | 37.1 | 605 | 200 | 230 | WA481014112_A | 23062882 | 850431 | N | N
Polo | FEAG St. Ingbert GmbH St. Ingbert | TPFS | 71153- Unit 23 | 71153 - Unit 23 | 0402, Transformer cabinet MBY04GF001 | 0402, Gabinete del transformador MBY04GF001 | 3521 | 23MBM302 | GT Aux Combustion Chamber rack | 1 | PCE | Germany |  | MBY04GF001 | Zeichnung |  |  |  | 1001 | S-1001-0013-A-23-3521-01204185-N | 5500 | 4403.397 | 37.1 | 605 | 200 | 230 | WA481014112_A | 23062883 | 850431 | N | N
Polo | FEAG St. Ingbert GmbH St. Ingbert | TPFS | 71153- Unit 23 | 71153 - Unit 23 | 12003109, Distributor MBY06GF001 | 12003109, distribuidor MBY06GF001 | 3521 | 23MBM302 | GT Aux Combustion Chamber rack | 1 | PCE | Germany |  | MBY06GF001 | Zeichnung |  |  |  | 1001 | S-1001-0013-A-23-3521-01204185-N | 5500 | 4403.397 | 0.001 | 605 | 200 | 230 | WA481014112_A | 23062884 | 853690 | N | N
Polo | FEAG St. Ingbert GmbH St. Ingbert | TPFS | 71153- Unit 23 | 71153 - Unit 23 | 407966, Label strap / 6174 2810 | 407966, etiqueta Carrier / 6174 2810 | 3521 | 23MBM302 | GT Aux Combustion Chamber rack | 10 | PCE | Germany |  |  | Zeichnung |  |  |  | 1001 | S-1001-0013-A-23-3521-01204185-N | 5500 | 4403.397 | 0.077 | 605 | 200 | 230 | WA481014112_A | 23062923 | 392690 | N | N
Polo | FEAG St. Ingbert GmbH St. Ingbert | TPFS | 71153- Unit 23 | 71153 - Unit 23 | 409563, Marking pin / 6178 4650 | 409563, Rotulador / 6178 4650 | 3521 | 23MBM302 | GT Aux Combustion Chamber rack | 1 | PCE | Germany |  |  | Zeichnung |  |  |  | 1001 | S-1001-0013-A-23-3521-01204185-N | 5500 | 4403.397 | 0.011 | 605 | 200 | 230 | WA481014112_A | 23062924 | 960820 | N | N
Polo | FEAG St. Ingbert GmbH St. Ingbert | TPFS | 71153- Unit 23 | 71153 - Unit 23 | 12003520, Distributor MBY39GF001 | 12003520, distribuidor MBY39GF001 | 3521 | 23MBM302 | GT Aux Combustion Chamber rack | 1 | PCE | Germany |  | MBY39GF001 | Zeichnung |  |  |  | 1001 | S-1001-0013-A-23-3521-01204185-N | 5500 | 4403.397 | 0.001 | 605 | 200 | 230 | WA481014112_A | 23062885 | 853690 | N | N
Polo | FEAG St. Ingbert GmbH St. Ingbert | TPFS | 71153- Unit 23 | 71153 - Unit 23 | 0431, Transformer cabinet MBY03GF003 | 0431, Gabinete del transformador MBY03GF003 | 3521 | 23MBM302 | GT Aux Combustion Chamber rack | 1 | PCE | Germany |  | MBY03GF003 | Zeichnung |  |  |  | 1001 | S-1001-0013-A-23-3521-01204185-N | 5500 | 4403.397 | 37.1 | 605 | 200 | 230 | WA481014112_A | 23062886 | 850431 | N | N
Polo | FEAG St. Ingbert GmbH St. Ingbert | TPFS | 71153- Unit 23 | 71153 - Unit 23 | 0432, Transformer cabinet MBY04GF002 | 0432, Gabinete del transformador MBY04GF002 | 3521 | 23MBM302 | GT Aux Combustion Chamber rack | 1 | PCE | Germany |  | MBY04GF002 | Zeichnung |  |  |  | 1001 | S-1001-0013-A-23-3521-01204185-N | 5500 | 4403.397 | 37.1 | 605 | 200 | 230 | WA481014112_A | 23062887 | 850431 | N | N
Polo | FEAG St. Ingbert GmbH St. Ingbert | TPFS | 71153- Unit 23 | 71153 - Unit 23 | 12003109, Distributor MBY05GF001 | 12003109, distribuidor MBY05GF001 | 3521 | 23MBM302 | GT Aux Combustion Chamber rack | 1 | PCE | Germany |  | MBY05GF001 | Zeichnung |  |  |  | 1001 | S-1001-0013-A-23-3521-01204185-N | 5500 | 4403.397 | 0.001 | 605 | 200 | 230 | WA481014112_A | 23062888 | 853690 | N | N
Polo | FEAG St. Ingbert GmbH St. Ingbert | TPFS | 71153- Unit 23 | 71153 - Unit 23 | 12001148, Flat 50x5 L=100 | 12001148, plana 50x5 L=100 | 3521 | 23MBM302 | GT Aux Combustion Chamber rack | 6 | PCE | Germany |  |  | Zeichnung |  |  |  | 1001 | S-1001-0013-A-23-3521-01204185-N | 5500 | 4403.397 | 1.296 | 605 | 200 | 230 | WA481014112_A | 23062889 | 730890 | N | N
Polo | FEAG St. Ingbert GmbH St. Ingbert | TPFS | 71153- Unit 23 | 71153 - Unit 23 | 409624, Assembly screw / 16J6-F | 409624, Tornillos de montaje 16J6-F | 3521 | 23MBM302 | GT Aux Combustion Chamber rack | 50 | PCE | Germany |  |  | Zeichnung |  |  |  | 1001 | S-1001-0013-A-23-3521-01204185-N | 5500 | 4403.397 | 0.702 | 605 | 200 | 230 | WA481014112_A | 23062890 | 731815 | N | N
Polo | FEAG St. Ingbert GmbH St. Ingbert | TPFS | 71153- Unit 23 | 71153 - Unit 23 | 12001490, Rack traverse V94.3A according to drawing 23-9052-01324-009 C | 12001490, marco Traverse V94.3A después de dibujo 23-9052-01324-009 C | 3521 | 23MBM302 | GT Aux Combustion Chamber rack | 1 | PCE | Germany |  |  | Zeichnung |  |  |  | 1001 | S-1001-0013-A-23-3521-01204185-N | 5500 | 4403.397 | 148 | 605 | 200 | 230 | WA481014112_A | 23062858 | 730890 | N | N
Polo | FEAG St. Ingbert GmbH St. Ingbert | TPFS | 71153- Unit 23 | 71153 - Unit 23 | 12001159, Holder according to drawing 23-9076-01324/501 A | 12001159, sostenedor según el dibujo 23-9076-01324/501 A | 3521 | 23MBM302 | GT Aux Combustion Chamber rack | 1 | PCE | Germany |  |  | Zeichnung |  |  |  | 1001 | S-1001-0013-A-23-3521-01204185-N | 5500 | 4403.397 | 24.5 | 605 | 200 | 230 | WA481014112_A | 23062925 | 730890 | N | N
Polo | FEAG St. Ingbert GmbH St. Ingbert | TPFS | 71153- Unit 23 | 71153 - Unit 23 | 12001160, Holder according to drawing 23-9076-01324/502 A and premounted according to drawing 80078-MBM1C-P03-S01 | 12001160, sostenedor según el dibujo 23-9076-01324/502 A y premontado según el dibujo 80078-MBM1C-P03-S01 | 3521 | 23MBM302 | GT Aux Combustion Chamber rack | 1 | PCE | Germany |  |  | Zeichnung |  |  |  | 1001 | S-1001-0013-A-23-3521-01204185-N | 5500 | 4403.397 | 24.5 | 605 | 200 | 230 | WA481014112_A | 23062926 | 730890 | N | N
Polo | FEAG St. Ingbert GmbH St. Ingbert | TPFS | 71153- Unit 23 | 71153 - Unit 23 | 438394, Holder according to drawing 23-9076-01324/503 A | 438394, sostenedor según el dibujo 23-9076-01324/503 A | 3521 | 23MBM302 | GT Aux Combustion Chamber rack | 1 | PCE | Germany |  |  | Zeichnung |  |  |  | 1001 | S-1001-0013-A-23-3521-01204185-N | 5500 | 4403.397 | 24.5 | 605 | 200 | 230 | WA481014112_A | 23062927 | 730890 | N | N
Polo | FEAG St. Ingbert GmbH St. Ingbert | TPFS | 71153- Unit 23 | 71153 - Unit 23 | 438395, Holder according to drawing 23-9076-01324/504 A | 438395, sostenedor según el dibujo 23-9076-01324/504 A | 3521 | 23MBM302 | GT Aux Combustion Chamber rack | 1 | PCE | Germany |  |  | Zeichnung |  |  |  | 1001 | S-1001-0013-A-23-3521-01204185-N | 5500 | 4403.397 | 24.5 | 605 | 200 | 230 | WA481014112_A | 23062928 | 730890 | N | N
Polo | FEAG St. Ingbert GmbH St. Ingbert | TPFS | 71153- Unit 23 | 71153 - Unit 23 | 12003111, Distributor MBY 20 GF001 | 12003111, distribuidor MBY 20 GF001 | 3521 | 23MBM302 | GT Aux Combustion Chamber rack | 1 | PCE | Germany |  |  | Zeichnung |  |  |  | 1001 | S-1001-0013-A-23-3521-01204185-N | 5500 | 4403.397 | 1.55 | 605 | 200 | 230 | WA481014112_A | 23062929 | 853690 | N | N
Polo | FEAG St. Ingbert GmbH St. Ingbert | TPFS | 71153- Unit 23 | 71153 - Unit 23 | 409566, Al 3*8mm half-round nodge nail | 409566, Al 3*8mm Clavo medio redondo de la muesca | 3521 | 23MBM302 | GT Aux Combustion Chamber rack | 30 | PCE | Germany |  |  | Zeichnung |  |  |  | 1001 | S-1001-0013-A-23-3521-01204185-N | 5500 | 4403.397 | 0.03 | 605 | 200 | 230 | WA481014112_A | 23062930 | 761610 | N | N
Polo | FEAG St. Ingbert GmbH St. Ingbert | TPFS | 71153- Unit 23 | 71153 - Unit 23 | 452028, Hexagon head screw SHR 6KT DIN 933 SW13 M8x25 8.8 | 452028, tornillo de cabeza hexagonal SHR 6KT DIN 933 SW13 M8x25 8.8 | 3521 | 23MBM302 | GT Aux Combustion Chamber rack | 5 | PCE | Poland |  |  | Zeichnung |  |  |  | 1001 | S-1001-0013-A-23-3521-01204185-N | 5500 | 4403.397 | 0.066 | 605 | 200 | 230 | WA481014112_A | 23062977 | 731815 | N | N
Polo | FEAG St. Ingbert GmbH St. Ingbert | TPFS | 71153- Unit 23 | 71153 - Unit 23 | 408453, Hexagonal nut MU-6KT-DIN934-I8I-SW13-(A2C)-M8 | 408453, Tuerca hexagonal MU-6KT-DIN934-I8I-SW13-(A2C)-M8 | 3521 | 23MBM302 | GT Aux Combustion Chamber rack | 5 | PCE | China P.R. |  |  | Zeichnung |  |  |  | 1001 | S-1001-0013-A-23-3521-01204185-N | 5500 | 4403.397 | 0.024 | 605 | 200 | 230 | WA481014112_A | 23062799 | 731816 | N | N
Polo | FEAG St. Ingbert GmbH St. Ingbert | TPFS | 71153- Unit 23 | 71153 - Unit 23 | 408618, Hexagon head screw SHR-6KT-DIN933-8.8-SW17-(A3C)-M10X25 | 408618, Tornillo de cabeza hexagonal SHR-6KT-DIN933-8.8-SW17-(A3C)-M10X25 | 3521 | 23MBM302 | GT Aux Combustion Chamber rack | 14 | PCE | Germany |  |  | Zeichnung |  |  |  | 1001 | S-1001-0013-A-23-3521-01204185-N | 5500 | 4403.397 | 0.341 | 605 | 200 | 230 | WA481014112_A | 23062931 | 731815 | N | N
Polo | FEAG St. Ingbert GmbH St. Ingbert | TPFS | 71153- Unit 23 | 71153 - Unit 23 | 409206, Hexagonal nut MU-6KT-DIN934-I8I-SW17-A3C-M10 | 409206, Tuerca hexagonal MU-6KT-DIN934-I8I-SW17-A3C-M10 | 3521 | 23MBM302 | GT Aux Combustion Chamber rack | 14 | PCE | Germany |  |  | Zeichnung |  |  |  | 1001 | S-1001-0013-A-23-3521-01204185-N | 5500 | 4403.397 | 0.144 | 605 | 200 | 230 | WA481014112_A | 23062932 | 731816 | N | N
Polo | FEAG St. Ingbert GmbH St. Ingbert | TPFS | 71153- Unit 23 | 71153 - Unit 23 | 409578, Hexagon head screw SHR-6KT-DIN933-SW19-A3C-M12X40 | 409578, Tornillo de cabeza hexagonal SHR-6KT-DIN933-SW19-A3C-M12X40 | 3521 | 23MBM302 | GT Aux Combustion Chamber rack | 5 | PCE | Germany |  |  | Zeichnung |  |  |  | 1001 | S-1001-0013-A-23-3521-01204185-N | 5500 | 4403.397 | 0.234 | 605 | 200 | 230 | WA481014112_A | 23062933 | 731815 | N | N
Polo | FEAG St. Ingbert GmbH St. Ingbert | TPFS | 71153- Unit 23 | 71153 - Unit 23 | 409207, Hexagon nut M12 | 409207, Tuerca hexagona M12 | 3521 | 23MBM302 | GT Aux Combustion Chamber rack | 5 | PCE | Germany |  |  | Zeichnung |  |  |  | 1001 | S-1001-0013-A-23-3521-01204185-N | 5500 | 4403.397 | 0.08 | 605 | 200 | 230 | WA481014112_A | 23062934 | 731816 | N | N
Polo | FEAG St. Ingbert GmbH St. Ingbert | TPFS | 71153- Unit 23 | 71153 - Unit 23 | 409570, Washer couple SHB-KEILSI-A4-13,5X8,7X2,2 | 409570, Arandela de la cerradura de cuña SHB-KEILSI-A4-13,5X8,7X2,2 | 3521 | 23MBM302 | GT Aux Combustion Chamber rack | 8 | PR | Sweden |  |  | Zeichnung |  |  |  | 1001 | S-1001-0013-A-23-3521-01204185-N | 5500 | 4403.397 | 0.01 | 605 | 200 | 230 | WA481014112_A | 23062982 | 731821 | N | N
Polo | FEAG St. Ingbert GmbH St. Ingbert | TPFS | 71153- Unit 23 | 71153 - Unit 23 | 447749, Washer couple SHB-DIN125-A-140HV-A3C-D10,5 / A10,7*16,0*2,2 | 447749, par de disco SHB-DIN125-A-140HV-A3C-D10,5 / A10,7*16,0*2,2 | 3521 | 23MBM302 | GT Aux Combustion Chamber rack | 28 | PR | Sweden |  |  | Zeichnung |  |  |  | 1001 | S-1001-0013-A-23-3521-01204185-N | 5500 | 4403.397 | 0.051 | 605 | 200 | 230 | WA481014112_A | 23062983 | 731822 | N | N
Polo | FEAG St. Ingbert GmbH St. Ingbert | TPFS | 71153- Unit 23 | 71153 - Unit 23 | 409567, Washer Couple SHB-KEILSI-A4-19,5X13,0X2,2 | 409567, Par de discos SHB-KEILSI-A4-19,5X13,0X2,2 | 3521 | 23MBM302 | GT Aux Combustion Chamber rack | 8 | PR | Sweden |  |  | Zeichnung |  |  |  | 1001 | S-1001-0013-A-23-3521-01204185-N | 5500 | 4403.397 | 0.025 | 605 | 200 | 230 | WA481014112_A | 23062984 | 731821 | N | N
Polo | FEAG St. Ingbert GmbH St. Ingbert | TPFS | 71153- Unit 23 | 71153 - Unit 23 | 490661, Plug SUPERPLUS BLS M16-25/200/40 | 490661, taco SUPERPLUS BLS M16-25/200/40 | 3521 | 23MBM302 | GT Aux Combustion Chamber rack | 16 | PCE | Ireland |  |  | Zeichnung |  |  |  | 1001 | S-1001-0013-A-23-3521-01204185-N | 5500 | 4403.397 | 13.682 | 605 | 200 | 230 | WA481014112_A | 23062967 | 732690 | N | N
Polo | FEAG St. Ingbert GmbH St. Ingbert | TPFS | 71153- Unit 23 | 71153 - Unit 23 | 407945, Skindicht SR PG11/7 | 407945, Entrada de cables SR PG11/7 | 3521 | 23MBM302 | GT Aux Combustion Chamber rack | 4 | PCE | Germany |  |  | Zeichnung |  |  |  | 1001 | S-1001-0013-A-23-3521-01204185-N | 5500 | 4403.397 | 0.176 | 605 | 200 | 230 | WA481014112_A | 23062935 | 741999 | N | N
Polo | FEAG St. Ingbert GmbH St. Ingbert | TPFS | 71153- Unit 23 | 71153 - Unit 23 | 409543, Reduction PG13,5-11 | 409543, reducción PG13,5-11 | 3521 | 23MBM302 | GT Aux Combustion Chamber rack | 7 | PCE | France |  |  | Zeichnung |  |  |  | 1001 | S-1001-0013-A-23-3521-01204185-N | 5500 | 4403.397 | 0.041 | 605 | 200 | 230 | WA481014112_A | 23062964 | 741999 | N | N
Polo | FEAG St. Ingbert GmbH St. Ingbert | TPFS | 71153- Unit 23 | 71153 - Unit 23 | 412871, FLEXAgraff-AS PG13,5 16x19 hose | 412871, FLEXAgraff-AS PG13,5 16x19 tubo de acero | 3521 | 23MBM302 | GT Aux Combustion Chamber rack | 4 | MTR | Germany |  |  | Zeichnung |  |  |  | 1001 | S-1001-0013-A-23-3521-01204185-N | 5500 | 4403.397 | 1.124 | 605 | 200 | 230 | WA481014112_A | 23062812 | 830710 | N | N
Polo | FEAG St. Ingbert GmbH St. Ingbert | TPFS | 71153- Unit 23 | 71153 - Unit 23 | 409551, Hose conduit fitting with spout PG13,5 / 5010.027.013 | 409551, acoplamiento de manguera PG13,5 / 5010.027.013 | 3521 | 23MBM302 | GT Aux Combustion Chamber rack | 2 | PCE | Germany |  |  | Zeichnung |  |  |  | 1001 | S-1001-0013-A-23-3521-01204185-N | 5500 | 4403.397 | 0.068 | 605 | 200 | 230 | WA481014112_A | 23062936 | 741999 | N | N
Polo | FEAG St. Ingbert GmbH St. Ingbert | TPFS | 71153- Unit 23 | 71153 - Unit 23 | 452028, Hexagon head screw SHR 6KT DIN 933 SW13 M8x25 8.8 | 452028, tornillo de cabeza hexagonal SHR 6KT DIN 933 SW13 M8x25 8.8 | 3521 | 23MBM302 | GT Aux Combustion Chamber rack | 24 | PCE | Poland |  |  | Zeichnung |  |  |  | 1001 | S-1001-0013-A-23-3521-01204185-N | 5500 | 4403.397 | 0.316 | 605 | 200 | 230 | WA481014112_A | 23062976 | 731815 | N | N
Polo | FEAG St. Ingbert GmbH St. Ingbert | TPFS | 71153- Unit 23 | 71153 - Unit 23 | 449052, K27. Ex Blind plug hexagonal PG 13,5 | 449052, K27. Ex-tapón ciego hexagonal PG 13,5 | 3521 | 23MBM302 | GT Aux Combustion Chamber rack | 2 | PCE | Germany |  |  | Zeichnung |  |  |  | 1001 | S-1001-0013-A-23-3521-01204185-N | 5500 | 4403.397 | 0.024 | 605 | 200 | 230 | WA481014112_A | 23062937 | 741999 | N | N
Polo | FEAG St. Ingbert GmbH St. Ingbert | TPFS | 71153- Unit 23 | 71153 - Unit 23 | 409559, Pullconnection | 409559, Glándula del cable | 3521 | 23MBM302 | GT Aux Combustion Chamber rack | 2 | PCE | Germany |  |  | Zeichnung |  |  |  | 1001 | S-1001-0013-A-23-3521-01204185-N | 5500 | 4403.397 | 0.282 | 605 | 200 | 230 | WA481014112_A | 23062938 | 741999 | N | N
Polo | FEAG St. Ingbert GmbH St. Ingbert | TPFS | 71153- Unit 23 | 71153 - Unit 23 | 448705, K27. Ex Blind plug hexagonal PG 11 | 448705, K27. Ex-tapón ciego hexagonal PG 11 | 3521 | 23MBM302 | GT Aux Combustion Chamber rack | 4 | PCE | Germany |  |  | Zeichnung |  |  |  | 1001 | S-1001-0013-A-23-3521-01204185-N | 5500 | 4403.397 | 0.036 | 605 | 200 | 230 | WA481014112_A | 23062939 | 741999 | N | N
Polo | FEAG St. Ingbert GmbH St. Ingbert | TPFS | 71153- Unit 23 | 71153 - Unit 23 | 409555, Extension PG11-16 | 409555, ampliación PG11-16 | 3521 | 23MBM302 | GT Aux Combustion Chamber rack | 1 | PCE | France |  |  | Zeichnung |  |  |  | 1001 | S-1001-0013-A-23-3521-01204185-N | 5500 | 4403.397 | 0.013 | 605 | 200 | 230 | WA481014112_A | 23062965 | 741999 | N | N
Polo | FEAG St. Ingbert GmbH St. Ingbert | TPFS | 71153- Unit 23 | 71153 - Unit 23 | 409570, Washer couple SHB-KEILSI-A4-13,5X8,7X2,2 | 409570, Arandela de la cerradura de cuña SHB-KEILSI-A4-13,5X8,7X2,2 | 3521 | 23MBM302 | GT Aux Combustion Chamber rack | 50 | PR | Sweden |  |  | Zeichnung |  |  |  | 1001 | S-1001-0013-A-23-3521-01204185-N | 5500 | 4403.397 | 0.06 | 605 | 200 | 230 | WA481014112_A | 23062980 | 731821 | N | N
Polo | FEAG St. Ingbert GmbH St. Ingbert | TPFS | 71153- Unit 23 | 71153 - Unit 23 | 409642, Socket 40 EN (M40x1,5) / 29634 | 409642, manguito 40 EN (M40x1,5) / 29634 | 3521 | 23MBM302 | GT Aux Combustion Chamber rack | 6 | PCE | Germany |  |  | Zeichnung |  |  |  | 1001 | S-1001-0013-A-23-3521-01204185-N | 5500 | 4403.397 | 0.083 | 605 | 200 | 230 | WA481014112_A | 23062940 | 760900 | N | N
Polo | FEAG St. Ingbert GmbH St. Ingbert | TPFS | 71153- Unit 23 | 71153 - Unit 23 | 409643, Tube GR 40 EN (M40x1,5) / 29654 | 409643, tubo GR 40 EN (M40x1,5) / 29654 | 3521 | 23MBM302 | GT Aux Combustion Chamber rack | 3 | MTR | Germany |  |  | Zeichnung |  |  |  | 1001 | S-1001-0013-A-23-3521-01204185-N | 5500 | 4403.397 | 1.666 | 605 | 200 | 230 | WA481014112_A | 23062813 | 760810 | N | N
Polo | FEAG St. Ingbert GmbH St. Ingbert | TPFS | 71153- Unit 23 | 71153 - Unit 23 | 409644, Bend GR 40 EN (M40x1,5) / 29654 | 409644, hoja GR 40 EN (M40x1,5) / 29654 | 3521 | 23MBM302 | GT Aux Combustion Chamber rack | 4 | PCE | Germany |  |  | Zeichnung |  |  |  | 1001 | S-1001-0013-A-23-3521-01204185-N | 5500 | 4403.397 | 0.867 | 605 | 200 | 230 | WA481014112_A | 23062941 | 760900 | N | N
Polo | FEAG St. Ingbert GmbH St. Ingbert | TPFS | 71153- Unit 23 | 71153 - Unit 23 | 409645, Bushing 40 EN (M40x1,5) / 29674 | 409645, manguito 40 EN (M40x1,5) / 29674 | 3521 | 23MBM302 | GT Aux Combustion Chamber rack | 5 | PCE | Germany |  |  | Zeichnung |  |  |  | 1001 | S-1001-0013-A-23-3521-01204185-N | 5500 | 4403.397 | 0.195 | 605 | 200 | 230 | WA481014112_A | 23062942 | 760900 | N | N
Polo | FEAG St. Ingbert GmbH St. Ingbert | TPFS | 71153- Unit 23 | 71153 - Unit 23 | 12001155, Flat 100x6 L=120 | 12001155, plana 100x6 L=120 | 3521 | 23MBM302 | GT Aux Combustion Chamber rack | 4 | PCE | Germany |  |  | Zeichnung |  |  |  | 1001 | S-1001-0013-A-23-3521-01204185-N | 5500 | 4403.397 | 2.3 | 605 | 200 | 230 | WA481014112_A | 23062943 | 730890 | N | N
Polo | FEAG St. Ingbert GmbH St. Ingbert | TPFS | 71153- Unit 23 | 71153 - Unit 23 | 408453, Hexagonal nut MU-6KT-DIN934-I8I-SW13-(A2C)-M8 | 408453, Tuerca hexagonal MU-6KT-DIN934-I8I-SW13-(A2C)-M8 | 3521 | 23MBM302 | GT Aux Combustion Chamber rack | 24 | PCE | China P.R. |  |  | Zeichnung |  |  |  | 1001 | S-1001-0013-A-23-3521-01204185-N | 5500 | 4403.397 | 0.115 | 605 | 200 | 230 | WA481014112_A | 23062797 | 731816 | N | N
Polo | FEAG St. Ingbert GmbH St. Ingbert | TPFS | 71153- Unit 23 | 71153 - Unit 23 | 12001156, Sheet 150x5x220 according to drawing 33-8070-90950/270-A | 12001156, metal de hoja 150x5x220 según el dibujo 33-8070-90950/270-A | 3521 | 23MBM302 | GT Aux Combustion Chamber rack | 1 | PCE | Germany |  |  | Zeichnung |  |  |  | 1001 | S-1001-0013-A-23-3521-01204185-N | 5500 | 4403.397 | 1.3 | 605 | 200 | 230 | WA481014112_A | 23062944 | 730890 | N | N
Polo | FEAG St. Ingbert GmbH St. Ingbert | TPFS | 71153- Unit 23 | 71153 - Unit 23 | 409653, Clamp SP 540 PA-ISUS | 409653, abrazadera SP 540 PA-ISUS | 3521 | 23MBM302 | GT Aux Combustion Chamber rack | 5 | PCE | Germany |  |  | Zeichnung |  |  |  | 1001 | S-1001-0013-A-23-3521-01204185-N | 5500 | 4403.397 | 0.725 | 605 | 200 | 230 | WA481014112_A | 23062945 | 392690 | N | N
Polo | FEAG St. Ingbert GmbH St. Ingbert | TPFS | 71153- Unit 23 | 71153 - Unit 23 | 12001157, Profil L50x50x5 L=120 mm | 12001157, perfil L50x50x5 L=120 mm | 3521 | 23MBM302 | GT Aux Combustion Chamber rack | 2 | PCE | Germany |  |  | Zeichnung |  |  |  | 1001 | S-1001-0013-A-23-3521-01204185-N | 5500 | 4403.397 | 0.9 | 605 | 200 | 230 | WA481014112_A | 23062946 | 730890 | N | N
Polo | FEAG St. Ingbert GmbH St. Ingbert | TPFS | 71153- Unit 23 | 71153 - Unit 23 | 491352, clamp RO-CLIP Pg 11, NW 16 | 491352, abrazadera de tubo RO-CLIP Pg 11, NW 16 | 3521 | 23MBM302 | GT Aux Combustion Chamber rack | 4 | PCE | Germany |  |  | Zeichnung |  |  |  | 1001 | S-1001-0013-A-23-3521-01204185-N | 5500 | 4403.397 | 0.022 | 605 | 200 | 230 | WA481014112_A | 23062947 | 392690 | N | N
Polo | FEAG St. Ingbert GmbH St. Ingbert | TPFS | 71153- Unit 23 | 71153 - Unit 23 | 412875, Row tracks 2910/2 SQA / 5VC3102 | 412875, Carril de la fila 2910/2 SQA / 5VC3102 | 3521 | 23MBM302 | GT Aux Combustion Chamber rack | 0.5 | MTR | Germany |  |  | Zeichnung |  |  |  | 1001 | S-1001-0013-A-23-3521-01204185-N | 5500 | 4403.397 | 0.184 | 605 | 200 | 230 | WA481014112_A | 23062814 | 721661 | N | N
Polo | FEAG St. Ingbert GmbH St. Ingbert | TPFS | 71153- Unit 23 | 71153 - Unit 23 | 409576, Hexagon head screw SHR-6KT-DIN933-MS-SW13-M8X35 | 409576, Tornillo de cabeza hexagonal SHR-6KT-DIN933-MS-SW13-M8X35 | 3521 | 23MBM302 | GT Aux Combustion Chamber rack | 14 | PCE | Italy |  |  | Zeichnung |  |  |  | 1001 | S-1001-0013-A-23-3521-01204185-N | 5500 | 4403.397 | 0.249 | 605 | 200 | 230 | WA481014112_A | 23062970 | 741533 | N | N
Polo | FEAG St. Ingbert GmbH St. Ingbert | TPFS | 71153- Unit 23 | 71153 - Unit 23 | 409574, hex nut MU-6KT-DIN934-MS-SW13-M8 | 409574, tuerca hexagonal MU-6KT-DIN934-MS-SW13-M8 | 3521 | 23MBM302 | GT Aux Combustion Chamber rack | 14 | PCE | Germany |  |  | Zeichnung |  |  |  | 1001 | S-1001-0013-A-23-3521-01204185-N | 5500 | 4403.397 | 0.075 | 605 | 200 | 230 | WA481014112_A | 23062908 | 741533 | N | N
Polo | FEAG St. Ingbert GmbH St. Ingbert | TPFS | 71153- Unit 23 | 71153 - Unit 23 | 409587, Washer SHB-DIN125-A-MS-D8,4 | 409587, Disco de U SHB-DIN125-A-MS-D8,4 | 3521 | 23MBM302 | GT Aux Combustion Chamber rack | 14 | PCE | Germany |  |  | Zeichnung |  |  |  | 1001 | S-1001-0013-A-23-3521-01204185-N | 5500 | 4403.397 | 0.025 | 605 | 200 | 230 | WA481014112_A | 23062909 | 741521 | N | N
Polo | FEAG St. Ingbert GmbH St. Ingbert | TPFS | 71153- Unit 23 | 71153 - Unit 23 | 12001487, Rack subdivide according to drawing 23-9074-01324/001 B | 12001487, base base según el dibujo 23-9074-01324/001 B | 3521 | 23MBM302 | GT Aux Combustion Chamber rack | 1 | PCE | Germany |  |  | Zeichnung |  |  |  | 1001 | S-1001-0013-A-23-3521-01204185-N | 5500 | 4403.397 | 310 | 605 | 200 | 230 | WA481014112_A | 23062859 | 730890 | N | N
Polo | FEAG St. Ingbert GmbH St. Ingbert | TPFS | 71153- Unit 23 | 71153 - Unit 23 | 409584, Contact washer M8 / SZ2335 Rittal | 409584, Disco de U M8 / SZ2335 Rittal | 3521 | 23MBM302 | GT Aux Combustion Chamber rack | 14 | PCE | Germany |  |  | Zeichnung |  |  |  | 1001 | S-1001-0013-A-23-3521-01204185-N | 5500 | 4403.397 | 0.034 | 605 | 200 | 230 | WA481014112_A | 23062910 | 741999 | N | N
Polo | FEAG St. Ingbert GmbH St. Ingbert | TPFS | 71153- Unit 23 | 71153 - Unit 23 | 12002231, frame DPPPG-70005930, Pos. 1 | 12002231, marco DPPPG-70005930, posición 1 | 3521 | 23MBM302 | GT Aux Combustion Chamber rack | 1 | PCE | Germany |  |  | Zeichnung |  |  |  | 1001 | S-1001-0013-A-23-3521-01204185-N | 5500 | 4403.397 | 10.75 | 605 | 200 | 230 | WA481014112_A | 23062948 | 730890 | N | N
Polo | FEAG St. Ingbert GmbH St. Ingbert | TPFS | 71153- Unit 23 | 71153 - Unit 23 | 447749, Washer couple SHB-DIN125-A-140HV-A3C-D10,5 / A10,7*16,0*2,2 | 447749, par de disco SHB-DIN125-A-140HV-A3C-D10,5 / A10,7*16,0*2,2 | 3521 | 23MBM302 | GT Aux Combustion Chamber rack | 48 | PR | Sweden |  |  | Zeichnung |  |  |  | 1001 | S-1001-0013-A-23-3521-01204185-N | 5500 | 4403.397 | 0.088 | 605 | 200 | 230 | WA481014112_A | 23062985 | 731822 | N | N
Polo | FEAG St. Ingbert GmbH St. Ingbert | TPFS | 71153- Unit 23 | 71153 - Unit 23 | 409206, Hexagonal nut MU-6KT-DIN934-I8I-SW17-A3C-M10 | 409206, Tuerca hexagonal MU-6KT-DIN934-I8I-SW17-A3C-M10 | 3521 | 23MBM302 | GT Aux Combustion Chamber rack | 24 | PCE | Germany |  |  | Zeichnung |  |  |  | 1001 | S-1001-0013-A-23-3521-01204185-N | 5500 | 4403.397 | 0.246 | 605 | 200 | 230 | WA481014112_A | 23062955 | 731816 | N | N
Polo | FEAG St. Ingbert GmbH St. Ingbert | TPFS | 71153- Unit 23 | 71153 - Unit 23 | 491520, hexagon bolt DIN 7984, 8.8.M8 x 20 | 491520, tornillo de cabeza cilíndrica DIN 7984, 8.8.M8 x 20 | 3521 | 23MBM302 | GT Aux Combustion Chamber rack | 32 | PCE | Italy |  |  | Zeichnung |  |  |  | 1001 | S-1001-0013-A-23-3521-01204185-N | 5500 | 4403.397 | 0.332 | 605 | 200 | 230 | WA481014112_A | 23062973 | 731815 | N | N
Polo | FEAG St. Ingbert GmbH St. Ingbert | TPFS | 71153- Unit 23 | 71153 - Unit 23 | 409570, Washer couple SHB-KEILSI-A4-13,5X8,7X2,2 | 409570, Arandela de la cerradura de cuña SHB-KEILSI-A4-13,5X8,7X2,2 | 3521 | 23MBM302 | GT Aux Combustion Chamber rack | 64 | PR | Sweden |  |  | Zeichnung |  |  |  | 1001 | S-1001-0013-A-23-3521-01204185-N | 5500 | 4403.397 | 0.077 | 605 | 200 | 230 | WA481014112_A | 23062986 | 731821 | N | N
Polo | FEAG St. Ingbert GmbH St. Ingbert | TPFS | 71153- Unit 23 | 71153 - Unit 23 | 408453, Hexagonal nut MU-6KT-DIN934-I8I-SW13-(A2C)-M8 | 408453, Tuerca hexagonal MU-6KT-DIN934-I8I-SW13-(A2C)-M8 | 3521 | 23MBM302 | GT Aux Combustion Chamber rack | 32 | PCE | China P.R. |  |  | Zeichnung |  |  |  | 1001 | S-1001-0013-A-23-3521-01204185-N | 5500 | 4403.397 | 0.153 | 605 | 200 | 230 | WA481014112_A | 23062800 | 731816 | N | N
Polo | FEAG St. Ingbert GmbH St. Ingbert | TPFS | 71153- Unit 23 | 71153 - Unit 23 | 12002232, frame DPPPG-70006019, Pos. 2 | 12002232, marco DPPPG-70006019, posición 2 | 3521 | 23MBM302 | GT Aux Combustion Chamber rack | 1 | PCE | Germany |  |  | Zeichnung |  |  |  | 1001 | S-1001-0013-A-23-3521-01204185-N | 5500 | 4403.397 | 10.75 | 605 | 200 | 230 | WA481014112_A | 23062949 | 730890 | N | N
Polo | FEAG St. Ingbert GmbH St. Ingbert | TPFS | 71153- Unit 23 | 71153 - Unit 23 | 12002233, protecting sheet DPPPG-70005928 | 12002233, guardabarros DPPPG-70005928 | 3521 | 23MBM302 | GT Aux Combustion Chamber rack | 5 | PCE | Germany |  |  | Zeichnung |  |  |  | 1001 | S-1001-0013-A-23-3521-01204185-N | 5500 | 4403.397 | 26.265 | 605 | 200 | 230 | WA481014112_A | 23062950 | 730890 | N | N
Polo | FEAG St. Ingbert GmbH St. Ingbert | TPFS | 71153- Unit 23 | 71153 - Unit 23 | 12002937, protecting sheet DPPPG-70005928 | 12002937, guardabarros DPPPG-70005928 | 3521 | 23MBM302 | GT Aux Combustion Chamber rack | 1 | PCE | Germany |  |  | Zeichnung |  |  |  | 1001 | S-1001-0013-A-23-3521-01204185-N | 5500 | 4403.397 | 5.343 | 605 | 200 | 230 | WA481014112_A | 23062951 | 730890 | N | N
Polo | FEAG St. Ingbert GmbH St. Ingbert | TPFS | 71153- Unit 23 | 71153 - Unit 23 | 12002234, protecting sheet DPPPG-70005929, Pos. 5 | 12002234, guardabarros DPPPG-70005929, posición 5 | 3521 | 23MBM302 | GT Aux Combustion Chamber rack | 2 | PCE | Germany |  |  | Zeichnung |  |  |  | 1001 | S-1001-0013-A-23-3521-01204185-N | 5500 | 4403.397 | 12.308 | 605 | 200 | 230 | WA481014112_A | 23062952 | 730890 | N | N
Polo | FEAG St. Ingbert GmbH St. Ingbert | TPFS | 71153- Unit 23 | 71153 - Unit 23 | 12002235, protection sheet DPPPG-70007762, Pos. 6 | 12002235, guardabarros DPPPG-70007762, posición 6 | 3521 | 23MBM302 | GT Aux Combustion Chamber rack | 2 | PCE | Germany |  |  | Zeichnung |  |  |  | 1001 | S-1001-0013-A-23-3521-01204185-N | 5500 | 4403.397 | 13.656 | 605 | 200 | 230 | WA481014112_A | 23062953 | 730890 | N | N
Polo | FEAG St. Ingbert GmbH St. Ingbert | TPFS | 71153- Unit 23 | 71153 - Unit 23 | 408618, Hexagon head screw SHR-6KT-DIN933-8.8-SW17-(A3C)-M10X25 | 408618, Tornillo de cabeza hexagonal SHR-6KT-DIN933-8.8-SW17-(A3C)-M10X25 | 3521 | 23MBM302 | GT Aux Combustion Chamber rack | 16 | PCE | Germany |  |  | Zeichnung |  |  |  | 1001 | S-1001-0013-A-23-3521-01204185-N | 5500 | 4403.397 | 0.389 | 605 | 200 | 230 | WA481014112_A | 23062954 | 731815 | N | N
Polo | FEAG St. Ingbert GmbH St. Ingbert | TPFS | 71153- Unit 23 | 71153 - Unit 23 | 408621, Hexagonal screw SHR-6KT-DIN933-SW17-A3C-M10X40 | 408621, Tornillo de cabeza hexagonall SHR-6KT-DIN933-SW17-A3C-M10X40 | 3521 | 23MBM302 | GT Aux Combustion Chamber rack | 8 | PCE | Poland |  |  | Zeichnung |  |  |  | 1001 | S-1001-0013-A-23-3521-01204185-N | 5500 | 4403.397 | 0.253 | 605 | 200 | 230 | WA481014112_A | 23062978 | 731815 | N | N
Polo | FEAG St. Ingbert GmbH St. Ingbert | TPFS | 71153- Unit 23 | 71153 - Unit 23 | 12002236, Holder DPPPG-70006050, Pos. 23 | 12002236, sostenedor DPPPG-70006050, posición 23 | 3521 | 23MBM302 | GT Aux Combustion Chamber rack | 6 | PCE | Germany |  |  | Zeichnung |  |  |  | 1001 | S-1001-0013-A-23-3521-01204185-N | 5500 | 4403.397 | 3.504 | 605 | 200 | 230 | WA481014112_A | 23062956 | 730890 | N | N
Polo | FEAG St. Ingbert GmbH St. Ingbert | TPFS | 71153- Unit 23 | 71153 - Unit 23 | 491522, Hexagonal screw A2 - 70 M6 x 20 | 491522, tornillo de cabeza hexagonal A2 - 70 M6 x 20 | 3521 | 23MBM302 | GT Aux Combustion Chamber rack | 24 | PCE | Thailand |  |  | Zeichnung |  |  |  | 1001 | S-1001-0013-A-23-3521-01204185-N | 5500 | 4403.397 | 0.143 | 605 | 200 | 230 | WA481014112_A | 23062992 | 731815 | N | N
Polo | FEAG St. Ingbert GmbH St. Ingbert | TPFS | 71153- Unit 23 | 71153 - Unit 23 | 409615, Washer Couple SHB-KEILSI-A4-10,8X6,5X2,2 | 409615, par de disco SHB-KEILSI-A4-10,8X6,5X2,2 | 3521 | 23MBM302 | GT Aux Combustion Chamber rack | 24 | PR | Sweden |  |  | Zeichnung |  |  |  | 1001 | S-1001-0013-A-23-3521-01204185-N | 5500 | 4403.397 | 0.023 | 605 | 200 | 230 | WA481014112_A | 23062987 | 731821 | N | N
Polo | FEAG St. Ingbert GmbH St. Ingbert | TPFS | 71153- Unit 23 | 71153 - Unit 23 | 491433, Halfen screw plate GWP28/15-GV-M6 GV | 491433, Halfen-placa roscada GWP28/15-GV-M6 GV | 3521 | 23MBM302 | GT Aux Combustion Chamber rack | 24 | PCE | Germany |  |  | Zeichnung |  |  |  | 1001 | S-1001-0013-A-23-3521-01204185-N | 5500 | 4403.397 | 0.174 | 605 | 200 | 230 | WA481014112_A | 23062957 | 731816 | N | N
Polo | FEAG St. Ingbert GmbH St. Ingbert | TPFS | 71153- Unit 23 | 71153 - Unit 23 | 491511, fastening clamp | 491511, abrazadera de fijación bilobulado | 3521 | 23MBM302 | GT Aux Combustion Chamber rack | 6 | PCE | Hungary |  |  | Zeichnung |  |  |  | 1001 | S-1001-0013-A-23-3521-01204185-N | 5500 | 4403.397 | 0.037 | 605 | 200 | 230 | WA481014112_A | 23062993 | 732690 | N | N
Polo | FEAG St. Ingbert GmbH St. Ingbert | TPFS | 71153- Unit 23 | 71153 - Unit 23 | 413261, pipe clamp 2*18mm | 413261, abrazadera de tubo 2*18mm | 3521 | 23MBM302 | GT Aux Combustion Chamber rack | 6 | PCE | Germany |  |  | Zeichnung |  |  |  | 1001 | S-1001-0013-A-23-3521-01204185-N | 5500 | 4403.397 | 0.197 | 605 | 200 | 230 | WA481014112_A | 23062958 | 732690 | N | N
Polo | FEAG St. Ingbert GmbH St. Ingbert | TPFS | 71153- Unit 23 | 71153 - Unit 23 | 491526, Hexagonal screw M6*10, A2-70 | 491526, tornillo de cabeza hexagonal M6*10, A2-70 | 3521 | 23MBM302 | GT Aux Combustion Chamber rack | 6 | PCE | India |  |  | Zeichnung |  |  |  | 1001 | S-1001-0013-A-23-3521-01204185-N | 5500 | 4403.397 | 0.029 | 605 | 200 | 230 | WA481014112_A | 23062966 | 731815 | N | N
Polo | FEAG St. Ingbert GmbH St. Ingbert | TPFS | 71153- Unit 23 | 71153 - Unit 23 | 409615, Washer Couple SHB-KEILSI-A4-10,8X6,5X2,2 | 409615, par de disco SHB-KEILSI-A4-10,8X6,5X2,2 | 3521 | 23MBM302 | GT Aux Combustion Chamber rack | 4 | PR | Sweden |  |  | Zeichnung |  |  |  | 1001 | S-1001-0013-A-23-3521-01204185-N | 5500 | 4403.397 | 0.004 | 605 | 200 | 230 | WA481014112_A | 23062988 | 731821 | N | N
Polo | FEAG St. Ingbert GmbH St. Ingbert | TPFS | 71153- Unit 23 | 71153 - Unit 23 | 491439, Halfen screw plate GWP20/12-A4-M6 | 491439, Halfen-placa roscada GWP20/12-A4-M6 | 3521 | 23MBM302 | GT Aux Combustion Chamber rack | 4 | PCE | Germany |  |  | Zeichnung |  |  |  | 1001 | S-1001-0013-A-23-3521-01204185-N | 5500 | 4403.397 | 0.015 | 605 | 200 | 230 | WA481014112_A | 23062959 | 731816 | N | N
Polo | FEAG St. Ingbert GmbH St. Ingbert | TPFS | 71153- Unit 23 | 71153 - Unit 23 | 409589, Dowel FAZ 12/30 | 409589, taco FAZ 12/30 | 3521 | 23MBM302 | GT Aux Combustion Chamber rack | 16 | PCE | Germany |  |  | Zeichnung |  |  |  | 1001 | S-1001-0013-A-23-3521-01204185-N | 5500 | 4403.397 | 1.876 | 605 | 200 | 230 | WA481014112_A | 23062911 | 732690 | N | N
Polo | FEAG St. Ingbert GmbH St. Ingbert | TPFS | 71153- Unit 23 | 71153 - Unit 23 | 12001145, Gusset plate according to drawing 23-9071-01324/008 | 12001145, placa del nudo después del dibujo 23-9071-01324/008 | 3521 | 23MBM302 | GT Aux Combustion Chamber rack | 4 | PCE | Germany |  |  | Zeichnung |  |  |  | 1001 | S-1001-0013-A-23-3521-01204185-N | 5500 | 4403.397 | 250 | 605 | 200 | 230 | WA481014112_A | 23062860 | 730890 | N | N
Polo | FEAG St. Ingbert GmbH St. Ingbert | TPFS | 71153- Unit 23 | 71153 - Unit 23 | 409565, Nut type GM1008 | 409565, tuerca tipo GM1008 | 3521 | 23MBM302 | GT Aux Combustion Chamber rack | 2 | PCE | Germany |  |  | Zeichnung |  |  |  | 1001 | S-1001-0013-A-23-3521-01204185-N | 5500 | 4403.397 | 0.034 | 605 | 200 | 230 | WA481014112_A | 23062815 | 741533 | N | N
Polo | FEAG St. Ingbert GmbH St. Ingbert | TPFS | 71153- Unit 23 | 71153 - Unit 23 | 409554, Extension PG11-13,5 | 409554, ampliación PG11-13,5 | 3521 | 23MBM302 | GT Aux Combustion Chamber rack | 20 | PCE | Germany |  |  | Zeichnung |  |  |  | 1001 | S-1001-0013-A-23-3521-01204185-N | 5500 | 4403.397 | 0.214 | 605 | 200 | 230 | WA481014112_A | 23062816 | 741999 | N | N
Polo | FEAG St. Ingbert GmbH St. Ingbert | TPFS | 71153- Unit 23 | 71153 - Unit 23 | 409556, Extension PG13,5-16 | 409556, ampliación PG13,5-16 | 3521 | 23MBM302 | GT Aux Combustion Chamber rack | 20 | PCE | France |  |  | Zeichnung |  |  |  | 1001 | S-1001-0013-A-23-3521-01204185-N | 5500 | 4403.397 | 0.258 | 605 | 200 | 230 | WA481014112_A | 23062960 | 741999 | N | N
Polo | FEAG St. Ingbert GmbH St. Ingbert | TPFS | 71153- Unit 23 | 71153 - Unit 23 | 407946, Skindicht SR PG11/9 | 407946, Entrada de cables SR PG11/9 | 3521 | 23MBM302 | GT Aux Combustion Chamber rack | 15 | PCE | Germany |  |  | Zeichnung |  |  |  | 1001 | S-1001-0013-A-23-3521-01204185-N | 5500 | 4403.397 | 0.615 | 605 | 200 | 230 | WA481014112_A | 23062817 | 741999 | N | N
Polo | FEAG St. Ingbert GmbH St. Ingbert | TPFS | 71153- Unit 23 | 71153 - Unit 23 | 407945, Skindicht SR PG11/7 | 407945, Entrada de cables SR PG11/7 | 3521 | 23MBM302 | GT Aux Combustion Chamber rack | 50 | PCE | Germany |  |  | Zeichnung |  |  |  | 1001 | S-1001-0013-A-23-3521-01204185-N | 5500 | 4403.397 | 2.2 | 605 | 200 | 230 | WA481014112_A | 23062818 | 741999 | N | N
Polo | FEAG St. Ingbert GmbH St. Ingbert | TPFS | 71153- Unit 23 | 71153 - Unit 23 | 409559, Pullconnection | 409559, Glándula del cable | 3521 | 23MBM302 | GT Aux Combustion Chamber rack | 24 | PCE | Germany |  |  | Zeichnung |  |  |  | 1001 | S-1001-0013-A-23-3521-01204185-N | 5500 | 4403.397 | 3.384 | 605 | 200 | 230 | WA481014112_A | 23062819 | 741999 | N | N
Polo | FEAG St. Ingbert GmbH St. Ingbert | TPFS | 71153- Unit 23 | 71153 - Unit 23 | 500357, Hexagonal screw SHR-ZYL-ISO4762-8.8-IS14-(A2K)-M16X50 | 500357, tornillo de cabeza hexagonal SHR-ZYL-ISO4762-8.8-IS14-(A2K)-M16X50 | 3521 | 23MBM302 | GT Aux Combustion Chamber rack | 48 | PCE | Vietnam |  |  | Zeichnung |  |  |  | 1001 | S-1001-0013-A-23-3521-01204185-N | 5500 | 4403.397 | 5.184 | 605 | 200 | 230 | WA481014112_A | 23062994 | 731815 | N | N
Polo | FEAG St. Ingbert GmbH St. Ingbert | TPFS | 71153- Unit 23 | 71153 - Unit 23 | 412871, FLEXAgraff-AS PG13,5 16x19 hose | 412871, FLEXAgraff-AS PG13,5 16x19 tubo de acero | 3521 | 23MBM302 | GT Aux Combustion Chamber rack | 120 | MTR | Germany |  |  | Zeichnung |  |  |  | 1001 | S-1001-0013-A-23-3521-01204185-N | 5500 | 4403.397 | 33.72 | 605 | 200 | 230 | WA481014112_A | 23062802 | 830710 | N | N
Polo | FEAG St. Ingbert GmbH St. Ingbert | TPFS | 71153- Unit 23 | 71153 - Unit 23 | 409551, Hose conduit fitting with spout PG13,5 / 5010.027.013 | 409551, acoplamiento de manguera PG13,5 / 5010.027.013 | 3521 | 23MBM302 | GT Aux Combustion Chamber rack | 76 | PCE | Germany |  |  | Zeichnung |  |  |  | 1001 | S-1001-0013-A-23-3521-01204185-N | 5500 | 4403.397 | 2.565 | 605 | 200 | 230 | WA481014112_A | 23062820 | 741999 | N | N
Polo | FEAG St. Ingbert GmbH St. Ingbert | TPFS | 71153- Unit 23 | 71153 - Unit 23 | 409531, Lock nut PG13,5 MS / 5VB4222 | 409531, contratuerca PG13,5 MS / 5VB4222 | 3521 | 23MBM302 | GT Aux Combustion Chamber rack | 54 | PCE | France |  |  | Zeichnung |  |  |  | 1001 | S-1001-0013-A-23-3521-01204185-N | 5500 | 4403.397 | 0.209 | 605 | 200 | 230 | WA481014112_A | 23062961 | 741533 | N | N
Polo | FEAG St. Ingbert GmbH St. Ingbert | TPFS | 71153- Unit 23 | 71153 - Unit 23 | 409591, housing Han Han 10 A-agg-LB | 409591, caja de acoplamiento Han Han 10 A-agg-LB | 3521 | 23MBM302 | GT Aux Combustion Chamber rack | 4 | PCE | Germany |  |  | Zeichnung |  |  |  | 1001 | S-1001-0013-A-23-3521-01204185-N | 5500 | 4403.397 | 0.32 | 605 | 200 | 230 | WA481014112_A | 23062821 | 853669 | N | N
Polo | FEAG St. Ingbert GmbH St. Ingbert | TPFS | 71153- Unit 23 | 71153 - Unit 23 | 409592, housing Han 10A-GG-13,5 | 409592, caja de manguito Han 10A-GG-13,5 | 3521 | 23MBM302 | GT Aux Combustion Chamber rack | 4 | PCE | Germany |  |  | Zeichnung |  |  |  | 1001 | S-1001-0013-A-23-3521-01204185-N | 5500 | 4403.397 | 0.38 | 605 | 200 | 230 | WA481014112_A | 23062822 | 853669 | N | N
Polo | FEAG St. Ingbert GmbH St. Ingbert | TPFS | 71153- Unit 23 | 71153 - Unit 23 | 409593, Male insert HAN15D-STI-C | 409593, inserto de clavija HAN15D-STI-C | 3521 | 23MBM302 | GT Aux Combustion Chamber rack | 4 | PCE | Germany |  |  | Zeichnung |  |  |  | 1001 | S-1001-0013-A-23-3521-01204185-N | 5500 | 4403.397 | 0.18 | 605 | 200 | 230 | WA481014112_A | 23062823 | 853690 | N | N
Polo | FEAG St. Ingbert GmbH St. Ingbert | TPFS | 71153- Unit 23 | 71153 - Unit 23 | 409593, Male insert HAN15D-STI-C | 409593, inserto de clavija HAN15D-STI-C | 3521 | 23MBM302 | GT Aux Combustion Chamber rack | 4 | PCE | Germany |  |  | Zeichnung |  |  |  | 1001 | S-1001-0013-A-23-3521-01204185-N | 5500 | 4403.397 | 0.18 | 605 | 200 | 230 | WA481014112_A | 23062824 | 853690 | N | N
Polo | FEAG St. Ingbert GmbH St. Ingbert | TPFS | 71153- Unit 23 | 71153 - Unit 23 | 409507, R 15-STI-C-0,75 QMM (AU) / 0915000 6125.00 | 409507, R 15-STI-C-0,75 QMM (AU) / 0915000 6125.00 / Crimp pasador | 3521 | 23MBM302 | GT Aux Combustion Chamber rack | 56 | PCE | Germany |  |  | Zeichnung |  |  |  | 1001 | S-1001-0013-A-23-3521-01204185-N | 5500 | 4403.397 | 0.039 | 605 | 200 | 230 | WA481014112_A | 23062825 | 853690 | N | N
Polo | FEAG St. Ingbert GmbH St. Ingbert | TPFS | 71153- Unit 23 | 71153 - Unit 23 | 409509, R 15-BU-C-0,75 QMM (AU) / 0915000 6225.00 | 409509, R 15-BU-C-0,75 QMM (AU) / 0915000 6225.00 Crimp casquillo | 3521 | 23MBM302 | GT Aux Combustion Chamber rack | 56 | PCE | Germany |  |  | Zeichnung |  |  |  | 1001 | S-1001-0013-A-23-3521-01204185-N | 5500 | 4403.397 | 0.037 | 605 | 200 | 230 | WA481014112_A | 23062826 | 853690 | N | N
Polo | FEAG St. Ingbert GmbH St. Ingbert | TPFS | 71153- Unit 23 | 71153 - Unit 23 | 409499, Socket-head cap screw SHR-ZYL-DIN7984-IS2-A2K-M3X16 | 409499, Tornillo del cilindro SHR-ZYL-DIN7984-IS2-A2K-M3X16 | 3521 | 23MBM302 | GT Aux Combustion Chamber rack | 16 | PCE | Taiwan |  |  | Zeichnung |  |  |  | 1001 | S-1001-0013-A-23-3521-01204185-N | 5500 | 4403.397 | 0.016 | 605 | 200 | 230 | WA481014112_A | 23062989 | 731815 | N | N
Polo | FEAG St. Ingbert GmbH St. Ingbert | TPFS | 71153- Unit 23 | 71153 - Unit 23 | 409205, Hexagonal nut MU-6KT-DIN934-I8I-SW5,5-A2C-M3 | 409205, Tuerca hexagonal MU-6KT-DIN934-I8I-SW5,5-A2C-M3 | 3521 | 23MBM302 | GT Aux Combustion Chamber rack | 16 | PCE | China P.R. |  |  | Zeichnung |  |  |  | 1001 | S-1001-0013-A-23-3521-01204185-N | 5500 | 4403.397 | 0.016 | 605 | 200 | 230 | WA481014112_A | 23062795 | 731816 | N | N
Polo | FEAG St. Ingbert GmbH St. Ingbert | TPFS | 71153- Unit 23 | 71153 - Unit 23 | 409225, Washer SHB-DIN125-A-140HV-A2C-D3,2 | 409225, golilla SHB-DIN125-A-140HV-A2C-D3,2 | 3521 | 23MBM302 | GT Aux Combustion Chamber rack | 16 | PCE | Germany |  |  | Zeichnung |  |  |  | 1001 | S-1001-0013-A-23-3521-01204185-N | 5500 | 4403.397 | 0.016 | 605 | 200 | 230 | WA481014112_A | 23062827 | 731822 | N | N
Polo | FEAG St. Ingbert GmbH St. Ingbert | TPFS | 71153- Unit 23 | 71153 - Unit 23 | 409555, Extension PG11-16 | 409555, ampliación PG11-16 | 3521 | 23MBM302 | GT Aux Combustion Chamber rack | 10 | PCE | France |  |  | Zeichnung |  |  |  | 1001 | S-1001-0013-A-23-3521-01204185-N | 5500 | 4403.397 | 0.133 | 605 | 200 | 230 | WA481014112_A | 23062962 | 741999 | N | N
Polo | FEAG St. Ingbert GmbH St. Ingbert | TPFS | 71153- Unit 23 | 71153 - Unit 23 | 409512, Han-3A-asgw-QB-11 / 092000 31250.04 | 409512, Han-3A-asgw-QB-11 / 092000 31250.04 / Carcasa base | 3521 | 23MBM302 | GT Aux Combustion Chamber rack | 4 | PCE | Germany |  |  | Zeichnung |  |  |  | 1001 | S-1001-0013-A-23-3521-01204185-N | 5500 | 4403.397 | 0.331 | 605 | 200 | 230 | WA481014112_A | 23062828 | 853669 | N | N
Polo | FEAG St. Ingbert GmbH St. Ingbert | TPFS | 71153- Unit 23 | 71153 - Unit 23 | 439091, spring washer RG-FED-DIN127-B-A2C-D3,1 | 439091, anillo elástico RG-FED-DIN127-B-A2C-D3,1 | 3521 | 23MBM302 | GT Aux Combustion Chamber rack | 8 | PCE | Germany |  |  | Zeichnung |  |  |  | 1001 | S-1001-0013-A-23-3521-01204185-N | 5500 | 4403.397 | 0.004 | 605 | 200 | 230 | WA481014112_A | 23062835 | 731821 | N | N
Polo | FEAG St. Ingbert GmbH St. Ingbert | TPFS | 71153- Unit 23 | 71153 - Unit 23 | 409514, Han 3A-gg-11 / 092000 31440.02 | 409514, Han 3A-gg-11 / 092000 31440.02 / envase pasahilos | 3521 | 23MBM302 | GT Aux Combustion Chamber rack | 4 | PCE | Germany |  |  | Zeichnung |  |  |  | 1001 | S-1001-0013-A-23-3521-01204185-N | 5500 | 4403.397 | 0.265 | 605 | 200 | 230 | WA481014112_A | 23062829 | 853669 | N | N
Polo | FEAG St. Ingbert GmbH St. Ingbert | TPFS | 71153- Unit 23 | 71153 - Unit 23 | 409521, Han U 08 M-C / 093600 83001.01 | 409521, Han U 08 M-C / 093600 83001.01 / inserto de clavija | 3521 | 23MBM302 | GT Aux Combustion Chamber rack | 4 | PCE | Germany |  |  | Zeichnung |  |  |  | 1001 | S-1001-0013-A-23-3521-01204185-N | 5500 | 4403.397 | 0.046 | 605 | 200 | 230 | WA481014112_A | 23062830 | 853669 | N | N
Polo | FEAG St. Ingbert GmbH St. Ingbert | TPFS | 71153- Unit 23 | 71153 - Unit 23 | 409522, Han U 08 F-C / 093600 83101.01 | 409522, Han U 08 F-C / 093600 83101.01 / inserto de casquillo | 3521 | 23MBM302 | GT Aux Combustion Chamber rack | 4 | PCE | Germany |  |  | Zeichnung |  |  |  | 1001 | S-1001-0013-A-23-3521-01204185-N | 5500 | 4403.397 | 0.041 | 605 | 200 | 230 | WA481014112_A | 23062831 | 853669 | N | N
Polo | FEAG St. Ingbert GmbH St. Ingbert | TPFS | 71153- Unit 23 | 71153 - Unit 23 | 409507, R 15-STI-C-0,75 QMM (AU) / 0915000 6125.00 | 409507, R 15-STI-C-0,75 QMM (AU) / 0915000 6125.00 / Crimp pasador | 3521 | 23MBM302 | GT Aux Combustion Chamber rack | 32 | PCE | Germany |  |  | Zeichnung |  |  |  | 1001 | S-1001-0013-A-23-3521-01204185-N | 5500 | 4403.397 | 0.022 | 605 | 200 | 230 | WA481014112_A | 23062832 | 853690 | N | N
Polo | FEAG St. Ingbert GmbH St. Ingbert | TPFS | 71153- Unit 23 | 71153 - Unit 23 | 409509, R 15-BU-C-0,75 QMM (AU) / 0915000 6225.00 | 409509, R 15-BU-C-0,75 QMM (AU) / 0915000 6225.00 Crimp casquillo | 3521 | 23MBM302 | GT Aux Combustion Chamber rack | 32 | PCE | Germany |  |  | Zeichnung |  |  |  | 1001 | S-1001-0013-A-23-3521-01204185-N | 5500 | 4403.397 | 0.021 | 605 | 200 | 230 | WA481014112_A | 23062833 | 853690 | N | N
Polo | FEAG St. Ingbert GmbH St. Ingbert | TPFS | 71153- Unit 23 | 71153 - Unit 23 | 409499, Socket-head cap screw SHR-ZYL-DIN7984-IS2-A2K-M3X16 | 409499, Tornillo del cilindro SHR-ZYL-DIN7984-IS2-A2K-M3X16 | 3521 | 23MBM302 | GT Aux Combustion Chamber rack | 8 | PCE | Taiwan |  |  | Zeichnung |  |  |  | 1001 | S-1001-0013-A-23-3521-01204185-N | 5500 | 4403.397 | 0.008 | 605 | 200 | 230 | WA481014112_A | 23062990 | 731815 | N | N
Polo | FEAG St. Ingbert GmbH St. Ingbert | TPFS | 71153- Unit 23 | 71153 - Unit 23 | 409205, Hexagonal nut MU-6KT-DIN934-I8I-SW5,5-A2C-M3 | 409205, Tuerca hexagonal MU-6KT-DIN934-I8I-SW5,5-A2C-M3 | 3521 | 23MBM302 | GT Aux Combustion Chamber rack | 8 | PCE | China P.R. |  |  | Zeichnung |  |  |  | 1001 | S-1001-0013-A-23-3521-01204185-N | 5500 | 4403.397 | 0.008 | 605 | 200 | 230 | WA481014112_A | 23062796 | 731816 | N | N
Polo | FEAG St. Ingbert GmbH St. Ingbert | TPFS | 71153- Unit 23 | 71153 - Unit 23 | 409225, Washer SHB-DIN125-A-140HV-A2C-D3,2 | 409225, golilla SHB-DIN125-A-140HV-A2C-D3,2 | 3521 | 23MBM302 | GT Aux Combustion Chamber rack | 8 | PCE | Germany |  |  | Zeichnung |  |  |  | 1001 | S-1001-0013-A-23-3521-01204185-N | 5500 | 4403.397 | 0.008 | 605 | 200 | 230 | WA481014112_A | 23062834 | 731822 | N | N
Polo | FEAG St. Ingbert GmbH St. Ingbert | TPFS | 71153- Unit 23 | 71153 - Unit 23 | 448704, cable connection 151 dp 8exzu | 448704, Uni Dicht atornilladura de cables 151 dp 8exzu | 3521 | 23MBM302 | GT Aux Combustion Chamber rack | 4 | PCE | Germany |  |  | Zeichnung |  |  |  | 1001 | S-1001-0013-A-23-3521-01204185-N | 5500 | 4403.397 | 0.216 | 605 | 200 | 230 | WA481014112_A | 23062836 | 741999 | N | N
Polo | FEAG St. Ingbert GmbH St. Ingbert | TPFS | 71153- Unit 23 | 71153 - Unit 23 | 409620, 151P11 Screw-type conduit fitting PG11 | 409620, 151P11 atornilladura de cables PG11 | 3521 | 23MBM302 | GT Aux Combustion Chamber rack | 4 | PCE | Germany |  |  | Zeichnung |  |  |  | 1001 | S-1001-0013-A-23-3521-01204185-N | 5500 | 4403.397 | 0.104 | 605 | 200 | 230 | WA481014112_A | 23062837 | 741999 | N | N
Polo | FEAG St. Ingbert GmbH St. Ingbert | TPFS | 71153- Unit 23 | 71153 - Unit 23 | 448705, K27. Ex Blind plug hexagonal PG 11 | 448705, K27. Ex-tapón ciego hexagonal PG 11 | 3521 | 23MBM302 | GT Aux Combustion Chamber rack | 14 | PCE | Germany |  |  | Zeichnung |  |  |  | 1001 | S-1001-0013-A-23-3521-01204185-N | 5500 | 4403.397 | 0.126 | 605 | 200 | 230 | WA481014112_A | 23062838 | 741999 | N | N
Polo | FEAG St. Ingbert GmbH St. Ingbert | TPFS | 71153- Unit 23 | 71153 - Unit 23 | 409609, Hexagon head screw SHR-6KT-DIN931-SW24-A3C-M16X70 | 409609, tornillo de cabeza hexagonal SHR-6KT-DIN931-SW24-A3C-M16X70 | 3521 | 23MBM302 | GT Aux Combustion Chamber rack | 66 | PCE | Germany |  |  | Zeichnung |  |  |  | 1001 | S-1001-0013-A-23-3521-01204185-N | 5500 | 4403.397 | 9.045 | 605 | 200 | 230 | WA481014112_A | 23062861 | 731815 | N | N
Polo | FEAG St. Ingbert GmbH St. Ingbert | TPFS | 71153- Unit 23 | 71153 - Unit 23 | 409237, Threaded rod GWDSTG-DIN976-A-8.8-A2C-M10X1m | 409237, varilla roscada GWDSTG-DIN976-A-8.8-A2C-M10X1m | 3521 | 23MBM302 | GT Aux Combustion Chamber rack | 8 | PCE | Germany |  |  | Zeichnung |  |  |  | 1001 | S-1001-0013-A-23-3521-01204185-N | 5500 | 4403.397 | 3.904 | 605 | 200 | 230 | WA481014112_A | 23062839 | 731815 | N | N
Polo | FEAG St. Ingbert GmbH St. Ingbert | TPFS | 71153- Unit 23 | 71153 - Unit 23 | 409206, Hexagonal nut MU-6KT-DIN934-I8I-SW17-A3C-M10 | 409206, Tuerca hexagonal MU-6KT-DIN934-I8I-SW17-A3C-M10 | 3521 | 23MBM302 | GT Aux Combustion Chamber rack | 16 | PCE | Germany |  |  | Zeichnung |  |  |  | 1001 | S-1001-0013-A-23-3521-01204185-N | 5500 | 4403.397 | 0.164 | 605 | 200 | 230 | WA481014112_A | 23062840 | 731816 | N | N
Polo | FEAG St. Ingbert GmbH St. Ingbert | TPFS | 71153- Unit 23 | 71153 - Unit 23 | 409599, Washer US M10 gv Halfen / 12 000814 | 409599, golilla US M10 gv Halfen / 12 000814 | 3521 | 23MBM302 | GT Aux Combustion Chamber rack | 16 | PCE | Germany |  |  | Zeichnung |  |  |  | 1001 | S-1001-0013-A-23-3521-01204185-N | 5500 | 4403.397 | 0.183 | 605 | 200 | 230 | WA481014112_A | 23062841 | 731822 | N | N
Polo | FEAG St. Ingbert GmbH St. Ingbert | TPFS | 71153- Unit 23 | 71153 - Unit 23 | 409596, Halfen screw plate GWP 38/17-gv-M10 / 12 000041 | 409596, Halfen-placa roscada GWP 38/17-gv-M10 / 12 000041 | 3521 | 23MBM302 | GT Aux Combustion Chamber rack | 8 | PCE | Germany |  |  | Zeichnung |  |  |  | 1001 | S-1001-0013-A-23-3521-01204185-N | 5500 | 4403.397 | 0.15 | 605 | 200 | 230 | WA481014112_A | 23062842 | 731816 | N | N
Polo | FEAG St. Ingbert GmbH St. Ingbert | TPFS | 71153- Unit 23 | 71153 - Unit 23 | 409607, Halfen hole track 700mm / 18 000015 | 409607, Halfen-Carril del agujero 700mm / 18 000015 | 3521 | 23MBM302 | GT Aux Combustion Chamber rack | 4 | PCE | Germany |  |  | Zeichnung |  |  |  | 1001 | S-1001-0013-A-23-3521-01204185-N | 5500 | 4403.397 | 10.479 | 605 | 200 | 230 | WA481014112_A | 23062843 | 730890 | N | N
Polo | King Dynamics AG Otelfingen | TPFS | NOx Water Skid of Dual Fuel Module with Nox |  | NOx Water Skid of Dual Fuel Module with Nox | NOx Water Skid of Dual Fuel Module with Nox | 3521 | 23 | Dual Fuel Modul | 1 | PCE | Czechia | [6 empty] | 1003 | S-1003-0001-C-23-3521-00275541-N | 17900 | 15771.1 | 15500 | 710 | 378 | 272 | FM-16-0021-23-NOX | 22987968 | 841199 | N | N
Polo | King Dynamics AG Otelfingen | TPFS | NOx Water Skid of Dual Fuel Module with Nox |  | Weld on angle -Dwg 40 301 - S355JR | Weld on angle -Dwg 40 301 - S355JR | 3521 | 23 | Dual Fuel Modul | 6 | PCE | Czechia | [6 empty] | 1003 | S-1003-0001-C-23-3521-00275541-N | 17900 | 15771.1 | 40 | 710 | 378 | 272 | FM-16-0021-23-NOX | 22987979 | 841199 | N | N
Polo | King Dynamics AG Otelfingen | TPFS | NOx Water Skid of Dual Fuel Module with Nox |  | Hexagonal screw / M20 x 100 / ISO 4017 / 8.8 galvanised | Hexagonal screw / M20 x 100 / ISO 4017 / 8.8 galvanised | 3521 | 23 | Dual Fuel Modul | 8 | PCE | Czechia | [5 empty] | 10-051-01-204 | 1003 | S-1003-0001-C-23-3521-00275541-N | 17900 | 15771.1 | 55 | 710 | 378 | 272 | FM-16-0021-23-NOX | 22987980 | 841199 | N | N
Polo | King Dynamics AG Otelfingen | TPFS | NOx Water Skid of Dual Fuel Module with Nox |  | Hexagonal nut / M20 / ISO 4032 / 8 galvanised | Hexagonal nut / M20 / ISO 4032 / 8 galvanised | 3521 | 23 | Dual Fuel Modul | 8 | PCE | Czechia | [5 empty] | 10-052-03-009 | 1003 | S-1003-0001-C-23-3521-00275541-N | 17900 | 15771.1 | 55 | 710 | 378 | 272 | FM-16-0021-23-NOX | 22987981 | 841199 | N | N
Polo | King Dynamics AG Otelfingen | TPFS | NOx Water Skid of Dual Fuel Module with Nox |  | Flat steel / FLA 100 x 10 / DIN 1017 / S235JR | Flat steel / FLA 100 x 10 / DIN 1017 / S235JR | 3521 | 23 | Dual Fuel Modul | 8 | PCE | Czechia | [5 empty] | 10-900-01-225 | 1003 | S-1003-0001-C-23-3521-00275541-N | 17900 | 15771.1 | 3 | 710 | 378 | 272 | FM-16-0021-23-NOX | 22987982 | 841199 | N | N
Polo | King Dynamics AG Otelfingen | TPFS | NOx Water Skid of Dual Fuel Module with Nox |  | Washer / for M12 - Ø13 x 24 x 2.5mm / ISO 7089 A / galvanised | Washer / for M12 - Ø13 x 24 x 2.5mm / ISO 7089 A / galvanised | 3521 | 23 | Dual Fuel Modul | 16 | PCE | Czechia | [5 empty] | 10-051-01-204 | 1003 | S-1003-0001-C-23-3521-00275541-N | 17900 | 15771.1 | 2 | 710 | 378 | 272 | FM-16-0021-23-NOX | 22987983 | 841199 | N | N
Polo | King Dynamics AG Otelfingen | TPFS | NOx Water Skid of Dual Fuel Module with Nox |  | Washer / for M16 - Ø17 x 30 x 3mm / ISO 7089 A / galvanised | Washer / for M16 - Ø17 x 30 x 3mm / ISO 7089 A / galvanised | 3521 | 23 | Dual Fuel Modul | 32 | PCE | Czechia | [5 empty] | 10-052-03-009 | 1003 | S-1003-0001-C-23-3521-00275541-N | 17900 | 15771.1 | 2 | 710 | 378 | 272 | FM-16-0021-23-NOX | 22987984 | 841199 | N | N
Polo | King Dynamics AG Otelfingen | TPFS | NOx Water Skid of Dual Fuel Module with Nox |  | Washer / for M24 - Ø25 x 44 x 4mm / ISO 7089 A / galvanised | Washer / for M24 - Ø25 x 44 x 4mm / ISO 7089 A / galvanised | 3521 | 23 | Dual Fuel Modul | 16 | PCE | Czechia | [5 empty] | 10-900-01-225 | 1003 | S-1003-0001-C-23-3521-00275541-N | 17900 | 15771.1 | 5 | 710 | 378 | 272 | FM-16-0021-23-NOX | 22987985 | 841199 | N | N
Polo | King Dynamics AG Otelfingen | TPFS | NOx Water Skid of Dual Fuel Module with Nox |  | Hexagonal screw / M20 x 100 / ISO 4017 / 8.8 galvanised | Hexagonal screw / M20 x 100 / ISO 4017 / 8.8 galvanised | 3521 | 23 | Dual Fuel Modul | 1 | PCE | Czechia | [5 empty] | 09-041-01-699 | 1003 | S-1003-0001-C-23-3521-00275541-N | 17900 | 15771.1 | 3 | 710 | 378 | 272 | FM-16-0021-23-NOX | 22987986 | 841199 | N | N
Polo | King Dynamics AG Otelfingen | TPFS | NOx Water Skid of Dual Fuel Module with Nox |  | Hexagonal nut / M20 / ISO 4032 / 8 galvanised | Hexagonal nut / M20 / ISO 4032 / 8 galvanised | 3521 | 23 | Dual Fuel Modul | 1 | PCE | Czechia | [5 empty] | 09-041-01-705 | 1003 | S-1003-0001-C-23-3521-00275541-N | 17900 | 15771.1 | 1.5 | 710 | 378 | 272 | FM-16-0021-23-NOX | 22987987 | 841199 | N | N
Polo | King Dynamics AG Otelfingen | TPFS | NOx Water Skid of Dual Fuel Module with Nox |  | Hexagonal screw / M12 x 55 / ISO 4017 / 8.8 galvanised | Hexagonal screw / M12 x 55 / ISO 4017 / 8.8 galvanised | 3521 | 23 | Dual Fuel Modul | 4 | PCE | Czechia | [5 empty] | 09-041-01-702 | 1003 | S-1003-0001-C-23-3521-00275541-N | 17900 | 15771.1 | 0.2 | 710 | 378 | 272 | FM-16-0021-23-NOX | 22987988 | 841199 | N | N
Polo | King Dynamics AG Otelfingen | TPFS | NOx Water Skid of Dual Fuel Module with Nox |  | Hexagonal nut / M12 / ISO 4032 / 8 galvanised | Hexagonal nut / M12 / ISO 4032 / 8 galvanised | 3521 | 23 | Dual Fuel Modul | 4 | PCE | Czechia | [5 empty] | 09-041-01-915 | 1003 | S-1003-0001-C-23-3521-00275541-N | 17900 | 15771.1 | 12 | 710 | 378 | 272 | FM-16-0021-23-NOX | 22987989 | 841199 | N | N
Polo | King Dynamics AG Otelfingen | TPFS | NOx Water Skid of Dual Fuel Module with Nox |  | Lock washer / NL 12 SS / DIN 25201 / Inox | Lock washer / NL 12 SS / DIN 25201 / Inox | 3521 | 23 | Dual Fuel Modul | 8 | PCE | Czechia | [5 empty] | 09-041-01-780 | 1003 | S-1003-0001-C-23-3521-00275541-N | 17900 | 15771.1 | 8 | 710 | 378 | 272 | FM-16-0021-23-NOX | 22987990 | 841199 | N | N
Polo | King Dynamics AG Otelfingen | TPFS | NOx Water Skid of Dual Fuel Module with Nox |  | O-Ring / DN15 - Ø25 x 2.65 / DIN 3771 Part 1 / Viton | O-Ring / DN15 - Ø25 x 2.65 / DIN 3771 Part 1 / Viton | 3521 | 23 | Dual Fuel Modul | 1 | PCE | Czechia | [5 empty] | 09-051-01-124 | 1003 | S-1003-0001-C-23-3521-00275541-N | 17900 | 15771.1 | 2 | 710 | 378 | 272 | FM-16-0021-23-NOX | 22987991 | 841199 | N | N
Polo | King Dynamics AG Otelfingen | TPFS | NOx Water Skid of Dual Fuel Module with Nox |  | Hexagonal screw / M12 x 55 / ISO 4017 / 8.8 galvanised | Hexagonal screw / M12 x 55 / ISO 4017 / 8.8 galvanised | 3521 | 23 | Dual Fuel Modul | 4 | PCE | Czechia | [5 empty] | 09-052-03-007 | 1003 | S-1003-0001-C-23-3521-00275541-N | 17900 | 15771.1 | 1.5 | 710 | 378 | 272 | FM-16-0021-23-NOX | 22987992 | 841199 | N | N
Polo | King Dynamics AG Otelfingen | TPFS | NOx Water Skid of Dual Fuel Module with Nox |  | Hexagonal nut / M12 / ISO 4032 / 8 galvanised | Hexagonal nut / M12 / ISO 4032 / 8 galvanised | 3521 | 23 | Dual Fuel Modul | 4 | PCE | Czechia | [5 empty] | 09-053-01-019 | 1003 | S-1003-0001-C-23-3521-00275541-N | 17900 | 15771.1 | 0.2 | 710 | 378 | 272 | FM-16-0021-23-NOX | 22987993 | 841199 | N | N
Polo | King Dynamics AG Otelfingen | TPFS | NOx Water Skid of Dual Fuel Module with Nox |  | Lock washer / NL 12 SS / DIN 25201 / Inox | Lock washer / NL 12 SS / DIN 25201 / Inox | 3521 | 23 | Dual Fuel Modul | 8 | PCE | Czechia | [5 empty] | 09-054-02-004 | 1003 | S-1003-0001-C-23-3521-00275541-N | 17900 | 15771.1 | 8 | 710 | 378 | 272 | FM-16-0021-23-NOX | 22987994 | 841199 | N | N
Polo | King Dynamics AG Otelfingen | TPFS | NOx Water Skid of Dual Fuel Module with Nox |  | O-Ring / DN25 - Ø36.5 x 2.65 / DIN 3771 Part 1 / Viton | O-Ring / DN25 - Ø36.5 x 2.65 / DIN 3771 Part 1 / Viton | 3521 | 23 | Dual Fuel Modul | 1 | PCE | Czechia | [5 empty] | 09-051-02-142 | 1003 | S-1003-0001-C-23-3521-00275541-N | 17900 | 15771.1 | 1.5 | 710 | 378 | 272 | FM-16-0021-23-NOX | 22987995 | 841199 | N | N
Polo | King Dynamics AG Otelfingen | TPFS | NOx Water Skid of Dual Fuel Module with Nox |  | Hexagonal screw / M16 x 75 / ISO 4014 / 8.8 galvanised | Hexagonal screw / M16 x 75 / ISO 4014 / 8.8 galvanised | 3521 | 23 | Dual Fuel Modul | 8 | PCE | Czechia | [5 empty] | 09-052-03-008 | 1003 | S-1003-0001-C-23-3521-00275541-N | 17900 | 15771.1 | 0.2 | 710 | 378 | 272 | FM-16-0021-23-NOX | 22987996 | 841199 | N | N
Polo | King Dynamics AG Otelfingen | TPFS | NOx Water Skid of Dual Fuel Module with Nox |  | Hexagonal nut / M16 / ISO 4032 / 8 galvanised | Hexagonal nut / M16 / ISO 4032 / 8 galvanised | 3521 | 23 | Dual Fuel Modul | 8 | PCE | Czechia | [5 empty] | 09-053-01-025 | 1003 | S-1003-0001-C-23-3521-00275541-N | 17900 | 15771.1 | 10 | 710 | 378 | 272 | FM-16-0021-23-NOX | 22987997 | 841199 | N | N
Polo | King Dynamics AG Otelfingen | TPFS | NOx Water Skid of Dual Fuel Module with Nox |  | Lock washer / NL 16 SS (5/8") / DIN 25201 / Inox | Lock washer / NL 16 SS (5/8") / DIN 25201 / Inox | 3521 | 23 | Dual Fuel Modul | 16 | PCE | Czechia | [5 empty] | 09-054-02-009 | 1003 | S-1003-0001-C-23-3521-00275541-N | 17900 | 15771.1 | 10 | 710 | 378 | 272 | FM-16-0021-23-NOX | 22987998 | 841199 | N | N
Polo | King Dynamics AG Otelfingen | TPFS | NOx Water Skid of Dual Fuel Module with Nox |  | O-Ring / DN125 - Ø145 x 3.55 / DIN 3771 Part 1 / Viton | O-Ring / DN125 - Ø145 x 3.55 / DIN 3771 Part 1 / Viton | 3521 | 23 | Dual Fuel Modul | 1 | PCE | Czechia | [5 empty] | 09-051-02-195 | 1003 | S-1003-0001-C-23-3521-00275541-N | 17900 | 15771.1 | 10 | 710 | 378 | 272 | FM-16-0021-23-NOX | 22987999 | 841199 | N | N
Polo | King Dynamics AG Otelfingen | TPFS | NOx Water Skid of Dual Fuel Module with Nox |  | Hexagonal screw / M16 x 65 / ISO 4017 / 8.8 galvanised | Hexagonal screw / M16 x 65 / ISO 4017 / 8.8 galvanised | 3521 | 23 | Dual Fuel Modul | 4 | PCE | Czechia | [5 empty] | 09-052-03-009 | 1003 | S-1003-0001-C-23-3521-00275541-N | 17900 | 15771.1 | 3 | 710 | 378 | 272 | FM-16-0021-23-NOX | 22988000 | 841199 | N | N
Polo | King Dynamics AG Otelfingen | TPFS | NOx Water Skid of Dual Fuel Module with Nox |  | Hexagonal nut / M16 / ISO 4032 / 8 galvanised | Hexagonal nut / M16 / ISO 4032 / 8 galvanised | 3521 | 23 | Dual Fuel Modul | 4 | PCE | Czechia | [5 empty] | 09-053-01-031 | 1003 | S-1003-0001-C-23-3521-00275541-N | 17900 | 15771.1 | 1 | 710 | 378 | 272 | FM-16-0021-23-NOX | 22988001 | 841199 | N | N
Polo | King Dynamics AG Otelfingen | TPFS | NOx Water Skid of Dual Fuel Module with Nox |  | Lock washer / NL 16 SS (5/8") / DIN 25201 / Inox | Lock washer / NL 16 SS (5/8") / DIN 25201 / Inox | 3521 | 23 | Dual Fuel Modul | 8 | PCE | Czechia | [5 empty] | 09-054-02-011 | 1003 | S-1003-0001-C-23-3521-00275541-N | 17900 | 15771.1 | 2 | 710 | 378 | 272 | FM-16-0021-23-NOX | 22988002 | 841199 | N | N
Polo | King Dynamics AG Otelfingen | TPFS | NOx Water Skid of Dual Fuel Module with Nox |  | O-Ring / DN40 - Ø53 x 3.55 / DIN 3771 Part 1 / Viton | O-Ring / DN40 - Ø53 x 3.55 / DIN 3771 Part 1 / Viton | 3521 | 23 | Dual Fuel Modul | 1 | PCE | Czechia | [5 empty] | 09-051-02-143 | 1003 | S-1003-0001-C-23-3521-00275541-N | 17900 | 15771.1 | 1 | 710 | 378 | 272 | FM-16-0021-23-NOX | 22988003 | 841199 | N | N
Polo | King Dynamics AG Otelfingen | TPFS | NOx Water Skid of Dual Fuel Module with Nox |  | Stud bolt / M20 x 120 / DIN 2510 Z / 1.7709 galvanised | Stud bolt / M20 x 120 / DIN 2510 Z / 1.7709 galvanised | 3521 | 23 | Dual Fuel Modul | 4 | PCE | Czechia | [5 empty] | 09-052-03-008 | 1003 | S-1003-0001-C-23-3521-00275541-N | 17900 | 15771.1 | 1 | 710 | 378 | 272 | FM-16-0021-23-NOX | 22988004 | 841199 | N | N
Polo | King Dynamics AG Otelfingen | TPFS | NOx Water Skid of Dual Fuel Module with Nox |  | Hexagonal nut / M20 / DIN 2510 NF / 1.7218 galvanised | Hexagonal nut / M20 / DIN 2510 NF / 1.7218 galvanised | 3521 | 23 | Dual Fuel Modul | 8 | PCE | Czechia | [5 empty] | 09-053-01-025 | 1003 | S-1003-0001-C-23-3521-00275541-N | 17900 | 15771.1 | 1 | 710 | 378 | 272 | FM-16-0021-23-NOX | 22988005 | 841199 | N | N
Polo | King Dynamics AG Otelfingen | TPFS | NOx Water Skid of Dual Fuel Module with Nox |  | Lock washer / NL 20 SS / DIN 25201 / Inox | Lock washer / NL 20 SS / DIN 25201 / Inox | 3521 | 23 | Dual Fuel Modul | 8 | PCE | Czechia | [5 empty] | 09-054-02-010 | 1003 | S-1003-0001-C-23-3521-00275541-N | 17900 | 15771.1 | 1 | 710 | 378 | 272 | FM-16-0021-23-NOX | 22988006 | 841199 | N | N
Polo | King Dynamics AG Otelfingen | TPFS | NOx Water Skid of Dual Fuel Module with Nox |  | O-Ring / DN40 - Ø53 x 3.55 / DIN 3771 Part 1 / Viton | O-Ring / DN40 - Ø53 x 3.55 / DIN 3771 Part 1 / Viton | 3521 | 23 | Dual Fuel Modul | 1 | PCE | Czechia | [5 empty] | 09-050-01-064 | 1003 | S-1003-0001-C-23-3521-00275541-N | 17900 | 15771.1 | 1 | 710 | 378 | 272 | FM-16-0021-23-NOX | 22988007 | 841199 | N | N
Polo | King Dynamics AG Otelfingen | TPFS | NOx Water Skid of Dual Fuel Module with Nox |  | Stud bolt / M24 x 140 / DIN 2510 Z / 1.7709 galvanised | Stud bolt / M24 x 140 / DIN 2510 Z / 1.7709 galvanised | 3521 | 23 | Dual Fuel Modul | 16 | PCE | Czechia | [5 empty] | 09-052-01-053 | 1003 | S-1003-0001-C-23-3521-00275541-N | 17900 | 15771.1 | 1 | 710 | 378 | 272 | FM-16-0021-23-NOX | 22988008 | 841199 | N | N
Polo | King Dynamics AG Otelfingen | TPFS | NOx Water Skid of Dual Fuel Module with Nox |  | Hexagonal nut / M24 / DIN 2510 NF / 1.7218 galvanised | Hexagonal nut / M24 / DIN 2510 NF / 1.7218 galvanised | 3521 | 23 | Dual Fuel Modul | 32 | PCE | Czechia | [5 empty] | 09-053-01-031 | 1003 | S-1003-0001-C-23-3521-00275541-N | 17900 | 15771.1 | 1 | 710 | 378 | 272 | FM-16-0021-23-NOX | 22988009 | 841199 | N | N
Polo | King Dynamics AG Otelfingen | TPFS | NOx Water Skid of Dual Fuel Module with Nox |  | Lock washer / NL 24 SS / DIN 25201 / Inox | Lock washer / NL 24 SS / DIN 25201 / Inox | 3521 | 23 | Dual Fuel Modul | 32 | PCE | Czechia | [5 empty] | 09-054-02-017 | 1003 | S-1003-0001-C-23-3521-00275541-N | 17900 | 15771.1 | 1 | 710 | 378 | 272 | FM-16-0021-23-NOX | 22988010 | 841199 | N | N
Polo | King Dynamics AG Otelfingen | TPFS | NOx Water Skid of Dual Fuel Module with Nox |  | O-Ring / DN80 - Ø90 x 3.55 / DIN 3771 Part 1 / Viton | O-Ring / DN80 - Ø90 x 3.55 / DIN 3771 Part 1 / Viton | 3521 | 23 | Dual Fuel Modul | 2 | PCE | Czechia | [5 empty] | 09-051-01-124 | 1003 | S-1003-0001-C-23-3521-00275541-N | 17900 | 15771.1 | 1 | 710 | 378 | 272 | FM-16-0021-23-NOX | 22988011 | 841199 | N | N
Polo | King Dynamics AG Otelfingen | TPFS | NOx Water Skid of Dual Fuel Module with Nox |  | Anchor bolt / FAZ II 20/60 / ETA - 05/0069 / galvanised | Anchor bolt / FAZ II 20/60 / ETA - 05/0069 / galvanised | 3521 | 23 | Dual Fuel Modul | 6 | PCE | Czechia | [5 empty] | 09-052-03-007 | 1003 | S-1003-0001-C-23-3521-00275541-N | 17900 | 15771.1 | 1 | 710 | 378 | 272 | FM-16-0021-23-NOX | 22988012 | 841199 | N | N
Polo | King Dynamics AG Otelfingen | TPFS | NOx Water Skid of Dual Fuel Module with Nox |  | Hexagonal screw / M12 x 55 / ISO 4017 / 8.8 galvanised | Hexagonal screw / M12 x 55 / ISO 4017 / 8.8 galvanised | 3521 | 23 | Dual Fuel Modul | 1 | PCE | Czechia | [5 empty] | 09-053-01-019 | 1003 | S-1003-0001-C-23-3521-00275541-N | 17900 | 15771.1 | 1 | 710 | 378 | 272 | FM-16-0021-23-NOX | 22988013 | 841199 | N | N
Polo | King Dynamics AG Otelfingen | TPFS | NOx Water Skid of Dual Fuel Module with Nox |  | Hexagonal nut / M12 / ISO 4032 / 8 galvanised | Hexagonal nut / M12 / ISO 4032 / 8 galvanised | 3521 | 23 | Dual Fuel Modul | 1 | PCE | Czechia | [5 empty] | 09-054-02-002 | 1003 | S-1003-0001-C-23-3521-00275541-N | 17900 | 15771.1 | 1 | 710 | 378 | 272 | FM-16-0021-23-NOX | 22988014 | 841199 | N | N
Polo | King Dynamics AG Otelfingen | TPFS | NOx Water Skid of Dual Fuel Module with Nox |  | Lock washer / NL 12 SS / DIN 25201 / Inox | Lock washer / NL 12 SS / DIN 25201 / Inox | 3521 | 23 | Dual Fuel Modul | 2 | PCE | Czechia | [5 empty] | 09-051-01-124 | 1003 | S-1003-0001-C-23-3521-00275541-N | 17900 | 15771.1 | 1 | 710 | 378 | 272 | FM-16-0021-23-NOX | 22988015 | 841199 | N | N
Polo | King Dynamics AG Otelfingen | TPFS | NOx Water Skid of Dual Fuel Module with Nox |  | O-Ring / DN15 - Ø25 x 2.65 / DIN 3771 Part 1 / Viton | O-Ring / DN15 - Ø25 x 2.65 / DIN 3771 Part 1 / Viton | 3521 | 23 | Dual Fuel Modul | 1 | PCE | Czechia | [5 empty] | 09-052-03-007 | 1003 | S-1003-0001-C-23-3521-00275541-N | 17900 | 15771.1 | 1 | 710 | 378 | 272 | FM-16-0021-23-NOX | 22988016 | 841199 | N | N
Polo | King Dynamics AG Otelfingen | TPFS | NOx Water Skid of Dual Fuel Module with Nox |  | Hexagonal screw / M12 x 55 / ISO 4017 / 8.8 galvanised | Hexagonal screw / M12 x 55 / ISO 4017 / 8.8 galvanised | 3521 | 23 | Dual Fuel Modul | 1 | PCE | Czechia | [5 empty] | 09-053-01-019 | 1003 | S-1003-0001-C-23-3521-00275541-N | 17900 | 15771.1 | 1 | 710 | 378 | 272 | FM-16-0021-23-NOX | 22988017 | 841199 | N | N
Polo | King Dynamics AG Otelfingen | TPFS | NOx Water Skid of Dual Fuel Module with Nox |  | Hexagonal nut / M12 / ISO 4032 / 8 galvanised | Hexagonal nut / M12 / ISO 4032 / 8 galvanised | 3521 | 23 | Dual Fuel Modul | 1 | PCE | Czechia | [5 empty] | 09-054-02-002 | 1003 | S-1003-0001-C-23-3521-00275541-N | 17900 | 15771.1 | 1 | 710 | 378 | 272 | FM-16-0021-23-NOX | 22988018 | 841199 | N | N
Polo | King Dynamics AG Otelfingen | TPFS | NOx Water Skid of Dual Fuel Module with Nox |  | Lock washer / NL 12 SS / DIN 25201 / Inox | Lock washer / NL 12 SS / DIN 25201 / Inox | 3521 | 23 | Dual Fuel Modul | 2 | PCE | Czechia | [5 empty] | 09-051-01-124 | 1003 | S-1003-0001-C-23-3521-00275541-N | 17900 | 15771.1 | 1 | 710 | 378 | 272 | FM-16-0021-23-NOX | 22988019 | 841199 | N | N
Polo | King Dynamics AG Otelfingen | TPFS | NOx Water Skid of Dual Fuel Module with Nox |  | O-Ring / DN25 - Ø36.5 x 2.65 / DIN 3771 Part 1 / Viton | O-Ring / DN25 - Ø36.5 x 2.65 / DIN 3771 Part 1 / Viton | 3521 | 23 | Dual Fuel Modul | 1 | PCE | Czechia | [5 empty] | 09-052-03-007 | 1003 | S-1003-0001-C-23-3521-00275541-N | 17900 | 15771.1 | 1 | 710 | 378 | 272 | FM-16-0021-23-NOX | 22987960 | 841199 | N | N
Polo | King Dynamics AG Otelfingen | TPFS | NOx Water Skid of Dual Fuel Module with Nox |  | Hexagonal screw / M16 x 75 / ISO 4014 / 8.8 galvanised | Hexagonal screw / M16 x 75 / ISO 4014 / 8.8 galvanised | 3521 | 23 | Dual Fuel Modul | 1 | PCE | Czechia | [5 empty] | 09-053-01-019 | 1003 | S-1003-0001-C-23-3521-00275541-N | 17900 | 15771.1 | 1 | 710 | 378 | 272 | FM-16-0021-23-NOX | 22987961 | 841199 | N | N
Polo | King Dynamics AG Otelfingen | TPFS | NOx Water Skid of Dual Fuel Module with Nox |  | Hexagonal nut / M16 / ISO 4032 / 8 galvanised | Hexagonal nut / M16 / ISO 4032 / 8 galvanised | 3521 | 23 | Dual Fuel Modul | 1 | PCE | Czechia | [5 empty] | 09-054-02-004 | 1003 | S-1003-0001-C-23-3521-00275541-N | 17900 | 15771.1 | 1 | 710 | 378 | 272 | FM-16-0021-23-NOX | 22987962 | 841199 | N | N
Polo | King Dynamics AG Otelfingen | TPFS | NOx Water Skid of Dual Fuel Module with Nox |  | Lock washer / NL 16 SS (5/8") / DIN 25201 / Inox | Lock washer / NL 16 SS (5/8") / DIN 25201 / Inox | 3521 | 23 | Dual Fuel Modul | 2 | PCE | Czechia | [5 empty] | 09-051-02-142 | 1003 | S-1003-0001-C-23-3521-00275541-N | 17900 | 15771.1 | 1 | 710 | 378 | 272 | FM-16-0021-23-NOX | 22987963 | 841199 | N | N
Polo | King Dynamics AG Otelfingen | TPFS | NOx Water Skid of Dual Fuel Module with Nox |  | O-Ring / DN125 - Ø145 x 3.55 / DIN 3771 Part 1 / Viton | O-Ring / DN125 - Ø145 x 3.55 / DIN 3771 Part 1 / Viton | 3521 | 23 | Dual Fuel Modul | 1 | PCE | Czechia | [5 empty] | 09-052-03-008 | 1003 | S-1003-0001-C-23-3521-00275541-N | 17900 | 15771.1 | 1 | 710 | 378 | 272 | FM-16-0021-23-NOX | 22987964 | 841199 | N | N
Polo | King Dynamics AG Otelfingen | TPFS | NOx Water Skid of Dual Fuel Module with Nox |  | Hexagonal screw / M16 x 65 / ISO 4017 / 8.8 galvanised | Hexagonal screw / M16 x 65 / ISO 4017 / 8.8 galvanised | 3521 | 23 | Dual Fuel Modul | 1 | PCE | Czechia | [5 empty] | 09-053-01-025 | 1003 | S-1003-0001-C-23-3521-00275541-N | 17900 | 15771.1 | 1 | 710 | 378 | 272 | FM-16-0021-23-NOX | 22987965 | 841199 | N | N
Polo | King Dynamics AG Otelfingen | TPFS | NOx Water Skid of Dual Fuel Module with Nox |  | Hexagonal nut / M16 / ISO 4032 / 8 galvanised | Hexagonal nut / M16 / ISO 4032 / 8 galvanised | 3521 | 23 | Dual Fuel Modul | 1 | PCE | Czechia | [5 empty] | 09-054-02-009 | 1003 | S-1003-0001-C-23-3521-00275541-N | 17900 | 15771.1 | 1 | 710 | 378 | 272 | FM-16-0021-23-NOX | 22987966 | 841199 | N | N
Polo | King Dynamics AG Otelfingen | TPFS | NOx Water Skid of Dual Fuel Module with Nox |  | Lock washer / NL 16 SS (5/8") / DIN 25201 / Inox | Lock washer / NL 16 SS (5/8") / DIN 25201 / Inox | 3521 | 23 | Dual Fuel Modul | 2 | PCE | Czechia | [5 empty] | 09-051-02-143 | 1003 | S-1003-0001-C-23-3521-00275541-N | 17900 | 15771.1 | 1 | 710 | 378 | 272 | FM-16-0021-23-NOX | 22987967 | 841199 | N | N
Polo | King Dynamics AG Otelfingen | TPFS | NOx Water Skid of Dual Fuel Module with Nox |  | O-Ring / DN40 - Ø53 x 3.55 / DIN 3771 Part 1 / Viton | O-Ring / DN40 - Ø53 x 3.55 / DIN 3771 Part 1 / Viton | 3521 | 23 | Dual Fuel Modul | 1 | PCE | Czechia | [5 empty] | 09-052-03-008 | 1003 | S-1003-0001-C-23-3521-00275541-N | 17900 | 15771.1 | 1 | 710 | 378 | 272 | FM-16-0021-23-NOX | 22987969 | 841199 | N | N
Polo | King Dynamics AG Otelfingen | TPFS | NOx Water Skid of Dual Fuel Module with Nox |  | Stud bolt / M20 x 120 / DIN 2510 Z / 1.7709 galvanised | Stud bolt / M20 x 120 / DIN 2510 Z / 1.7709 galvanised | 3521 | 23 | Dual Fuel Modul | 1 | PCE | Czechia | [5 empty] | 09-053-01-025 | 1003 | S-1003-0001-C-23-3521-00275541-N | 17900 | 15771.1 | 1 | 710 | 378 | 272 | FM-16-0021-23-NOX | 22987970 | 841199 | N | N
Polo | King Dynamics AG Otelfingen | TPFS | NOx Water Skid of Dual Fuel Module with Nox |  | Hexagonal nut / M20 / DIN 2510 NF / 1.7218 galvanised | Hexagonal nut / M20 / DIN 2510 NF / 1.7218 galvanised | 3521 | 23 | Dual Fuel Modul | 2 | PCE | Czechia | [5 empty] | 09-054-02-010 | 1003 | S-1003-0001-C-23-3521-00275541-N | 17900 | 15771.1 | 1 | 710 | 378 | 272 | FM-16-0021-23-NOX | 22987971 | 841199 | N | N
Polo | King Dynamics AG Otelfingen | TPFS | NOx Water Skid of Dual Fuel Module with Nox |  | Lock washer / NL 20 SS / DIN 25201 / Inox | Lock washer / NL 20 SS / DIN 25201 / Inox | 3521 | 23 | Dual Fuel Modul | 2 | PCE | Czechia | [5 empty] | 09-051-02-195 | 1003 | S-1003-0001-C-23-3521-00275541-N | 17900 | 15771.1 | 1 | 710 | 378 | 272 | FM-16-0021-23-NOX | 22987972 | 841199 | N | N
Polo | King Dynamics AG Otelfingen | TPFS | NOx Water Skid of Dual Fuel Module with Nox |  | O-Ring / DN40 - Ø53 x 3.55 / DIN 3771 Part 1 / Viton | O-Ring / DN40 - Ø53 x 3.55 / DIN 3771 Part 1 / Viton | 3521 | 23 | Dual Fuel Modul | 1 | PCE | Czechia | [5 empty] | 09-052-03-009 | 1003 | S-1003-0001-C-23-3521-00275541-N | 17900 | 15771.1 | 1 | 710 | 378 | 272 | FM-16-0021-23-NOX | 22987973 | 841199 | N | N
Polo | King Dynamics AG Otelfingen | TPFS | NOx Water Skid of Dual Fuel Module with Nox |  | Stud bolt / M24 x 140 / DIN 2510 Z / 1.7709 galvanised | Stud bolt / M24 x 140 / DIN 2510 Z / 1.7709 galvanised | 3521 | 23 | Dual Fuel Modul | 2 | PCE | Czechia | [5 empty] | 09-053-01-031 | 1003 | S-1003-0001-C-23-3521-00275541-N | 17900 | 15771.1 | 1 | 710 | 378 | 272 | FM-16-0021-23-NOX | 22987977 | 841199 | N | N
Polo | King Dynamics AG Otelfingen | TPFS | NOx Water Skid of Dual Fuel Module with Nox |  | Hexagonal nut / M24 / DIN 2510 NF / 1.7218 galvanised | Hexagonal nut / M24 / DIN 2510 NF / 1.7218 galvanised | 3521 | 23 | Dual Fuel Modul | 4 | PCE | Czechia | [5 empty] | 09-054-02-011 | 1003 | S-1003-0001-C-23-3521-00275541-N | 17900 | 15771.1 | 1 | 710 | 378 | 272 | FM-16-0021-23-NOX | 22987978 | 841199 | N | N
Polo | King Dynamics AG Otelfingen | TPFS | NOx Water Skid of Dual Fuel Module with Nox |  | Lock washer / NL 24 SS / DIN 25201 / Inox | Lock washer / NL 24 SS / DIN 25201 / Inox | 3521 | 23 | Dual Fuel Modul | 4 | PCE | Czechia | [5 empty] | 09-050-01-064 | 1003 | S-1003-0001-C-23-3521-00275541-N | 17900 | 15771.1 | 1 | 710 | 378 | 272 | FM-16-0021-23-NOX | 22987974 | 841199 | N | N
Polo | King Dynamics AG Otelfingen | TPFS | NOx Water Skid of Dual Fuel Module with Nox |  | O-Ring / DN80 - Ø90 x 3.55 / DIN 3771 Part 1 / Viton | O-Ring / DN80 - Ø90 x 3.55 / DIN 3771 Part 1 / Viton | 3521 | 23 | Dual Fuel Modul | 2 | PCE | Czechia | [5 empty] | 09-052-01-053 | 1003 | S-1003-0001-C-23-3521-00275541-N | 17900 | 15771.1 | 1 | 710 | 378 | 272 | FM-16-0021-23-NOX | 22987975 | 841199 | N | N
Polo | King Dynamics AG Otelfingen | TPFS | NOx Water Skid of Dual Fuel Module with Nox |  | Anchor bolt / FAZ II 20/60 / ETA - 05/0069 / galvanised | Anchor bolt / FAZ II 20/60 / ETA - 05/0069 / galvanised | 3521 | 23 | Dual Fuel Modul | 2 | PCE | Czechia | [5 empty] | 09-053-01-031 | 1003 | S-1003-0001-C-23-3521-00275541-N | 17900 | 15771.1 | 1 | 710 | 378 | 272 | FM-16-0021-23-NOX | 22987976 | 841199 | N | N
Polo | King Dynamics AG Otelfingen | TPFS | Fuel Oil Skid of Dual Fuel Module with Nox |  | Fuel Oil Skid of Dual Fuel Module with Nox | Fuel Oil Skid of Dual Fuel Module with Nox | 3521 | 23 | Dual Fuel Modul | 1 | PCE | Czechia | [6 empty] | 1003 | S-1003-0002-C-23-3521-00275541-N | 26600 | 22781.1 | 22500 | 860 | 368 | 272 | FM-16-0021-23-FO | 22987951 | 841199 | N | N
Polo | King Dynamics AG Otelfingen | TPFS | Fuel Oil Skid of Dual Fuel Module with Nox |  | Weld on Angle - Dwg 40 301 - S235JR | Weld on Angle - Dwg 40 301 - S235JR | 3521 | 23 | Dual Fuel Modul | 12 | PCE | Czechia | [6 empty] | 1003 | S-1003-0002-C-23-3521-00275541-N | 26600 | 22781.1 | 40 | 860 | 368 | 272 | FM-16-0021-23-FO | 22987949 | 841199 | N | N
Polo | King Dynamics AG Otelfingen | TPFS | Fuel Oil Skid of Dual Fuel Module with Nox |  | Hexagonal screw / M20 x 100 / ISO 4017 / 8.8 galvanised | Hexagonal screw / M20 x 100 / ISO 4017 / 8.8 galvanised | 3521 | 23 | Dual Fuel Modul | 8 | PCE | Czechia | [5 empty] | 10-051-01-204 | 1003 | S-1003-0002-C-23-3521-00275541-N | 26600 | 22781.1 | 55 | 860 | 368 | 272 | FM-16-0021-23-FO | 22987950 | 841199 | N | N
Polo | King Dynamics AG Otelfingen | TPFS | Fuel Oil Skid of Dual Fuel Module with Nox |  | Hexagonal nut / M20 / ISO 4032 / 8 galvanised | Hexagonal nut / M20 / ISO 4032 / 8 galvanised | 3521 | 23 | Dual Fuel Modul | 8 | PCE | Czechia | [5 empty] | 10-052-03-009 | 1003 | S-1003-0002-C-23-3521-00275541-N | 26600 | 22781.1 | 55 | 860 | 368 | 272 | FM-16-0021-23-FO | 22987952 | 841199 | N | N
Polo | King Dynamics AG Otelfingen | TPFS | Fuel Oil Skid of Dual Fuel Module with Nox |  | Flat steel / FLA 100 x 10 / DIN 1017 / S235JR | Flat steel / FLA 100 x 10 / DIN 1017 / S235JR | 3521 | 23 | Dual Fuel Modul | 8 | PCE | Czechia | [5 empty] | 10-900-01-225 | 1003 | S-1003-0002-C-23-3521-00275541-N | 26600 | 22781.1 | 3 | 860 | 368 | 272 | FM-16-0021-23-FO | 22987953 | 841199 | N | N
Polo | King Dynamics AG Otelfingen | TPFS | Fuel Oil Skid of Dual Fuel Module with Nox |  | Hexagonal screw / M20 x 100 / ISO 4017 / 8.8 galvanised | Hexagonal screw / M20 x 100 / ISO 4017 / 8.8 galvanised | 3521 | 23 | Dual Fuel Modul | 1 | PCE | Czechia | [5 empty] | 10-051-01-204 | 1003 | S-1003-0002-C-23-3521-00275541-N | 26600 | 22781.1 | 2 | 860 | 368 | 272 | FM-16-0021-23-FO | 22987954 | 841199 | N | N
Polo | King Dynamics AG Otelfingen | TPFS | Fuel Oil Skid of Dual Fuel Module with Nox |  | Hexagonal nut / M20 / ISO 4032 / 8 galvanised | Hexagonal nut / M20 / ISO 4032 / 8 galvanised | 3521 | 23 | Dual Fuel Modul | 1 | PCE | Czechia | [5 empty] | 10-052-03-009 | 1003 | S-1003-0002-C-23-3521-00275541-N | 26600 | 22781.1 | 2 | 860 | 368 | 272 | FM-16-0021-23-FO | 22987955 | 841199 | N | N
Polo | King Dynamics AG Otelfingen | TPFS | Fuel Oil Skid of Dual Fuel Module with Nox |  | Flat steel / FLA 100 x 10 / DIN 1017 / S235JR | Flat steel / FLA 100 x 10 / DIN 1017 / S235JR | 3521 | 23 | Dual Fuel Modul | 1 | PCE | Czechia | [5 empty] | 10-900-01-225 | 1003 | S-1003-0002-C-23-3521-00275541-N | 26600 | 22781.1 | 5 | 860 | 368 | 272 | FM-16-0021-23-FO | 22987956 | 841199 | N | N
Polo | King Dynamics AG Otelfingen | TPFS | Fuel Oil Skid of Dual Fuel Module with Nox |  | Welding neck flange with groove and ANSI Welding-end / DN25 PN40 s=3.4 / DIN EN 1092-1 B2 / KUN 673.45 / 1.4541 | Welding neck flange with groove and ANSI Welding-end / DN25 PN40 s=3.4 / DIN EN 1092-1 B2 / KUN 673.45 / 1.4541 | 3521 | 23 | Dual Fuel Modul | 1 | PCE | Czechia | [5 empty] | 09-041-01-786 | 1003 | S-1003-0002-C-23-3521-00275541-N | 26600 | 22781.1 | 8 | 860 | 368 | 272 | FM-16-0021-23-FO | 22987957 | 841199 | N | N
Polo | King Dynamics AG Otelfingen | TPFS | Fuel Oil Skid of Dual Fuel Module with Nox |  | Welding neck flange with groove and ANSI Welding-end / DN100 PN16 s=6 / DIN EN 1092-1 B2 / KUN 673.45 / 1.4541 | Welding neck flange with groove and ANSI Welding-end / DN100 PN16 s=6 / DIN EN 1092-1 B2 / KUN 673.45 / 1.4541 | 3521 | 23 | Dual Fuel Modul | 2 | PCE | Czechia | [5 empty] | 09-041-01-699 | 1003 | S-1003-0002-C-23-3521-00275541-N | 26600 | 22781.1 | 3 | 860 | 368 | 272 | FM-16-0021-23-FO | 22987958 | 841199 | N | N
Polo | King Dynamics AG Otelfingen | TPFS | Fuel Oil Skid of Dual Fuel Module with Nox |  | Welding neck flange with groove and ANSI Welding-end / DN150 PN16 s=7.1 / DIN EN 1092-1 B2 / KUN 673.45 / 1.4541 | Welding neck flange with groove and ANSI Welding-end / DN150 PN16 s=7.1 / DIN EN 1092-1 B2 / KUN 673.45 / 1.4541 | 3521 | 23 | Dual Fuel Modul | 1 | PCE | Czechia | [5 empty] | 09-041-01-705 | 1003 | S-1003-0002-C-23-3521-00275541-N | 26600 | 22781.1 | 1.5 | 860 | 368 | 272 | FM-16-0021-23-FO | 22987959 | 841199 | N | N
Polo | King Dynamics AG Otelfingen | TPFS | Fuel Oil Skid of Dual Fuel Module with Nox |  | Welding neck flange with groove and ANSI Welding-end / DN125 PN16 s=6.6 / DIN EN 1092-1 B2 / KUN 673.45 / 1.4541 | Welding neck flange with groove and ANSI Welding-end / DN125 PN16 s=6.6 / DIN EN 1092-1 B2 / KUN 673.45 / 1.4541 | 3521 | 23 | Dual Fuel Modul | 1 | PCE | Czechia | [5 empty] | 09-041-01-702 | 1003 | S-1003-0002-C-23-3521-00275541-N | 26600 | 22781.1 | 0.2 | 860 | 368 | 272 | FM-16-0021-23-FO | 22987897 | 841199 | N | N
Polo | King Dynamics AG Otelfingen | TPFS | Fuel Oil Skid of Dual Fuel Module with Nox |  | Welding neck flange with groove and ANSI Welding-end / DN40 PN160 s=3.7 / DIN EN 1092-1 B2 / KUN 673.45 / 1.4541 | Welding neck flange with groove and ANSI Welding-end / DN40 PN160 s=3.7 / DIN EN 1092-1 B2 / KUN 673.45 / 1.4541 | 3521 | 23 | Dual Fuel Modul | 1 | PCE | Czechia | [5 empty] | 09-041-01-915 | 1003 | S-1003-0002-C-23-3521-00275541-N | 26600 | 22781.1 | 12 | 860 | 368 | 272 | FM-16-0021-23-FO | 22987898 | 841199 | N | N
Polo | King Dynamics AG Otelfingen | TPFS | Fuel Oil Skid of Dual Fuel Module with Nox |  | Welding neck flange with groove and ANSI Welding-end / DN15 PN40 s=2.8 / DIN EN 1092-1 B2 / KUN 673.45 / 1.4541 | Welding neck flange with groove and ANSI Welding-end / DN15 PN40 s=2.8 / DIN EN 1092-1 B2 / KUN 673.45 / 1.4541 | 3521 | 23 | Dual Fuel Modul | 1 | PCE | Czechia | [5 empty] | 09-041-01-780 | 1003 | S-1003-0002-C-23-3521-00275541-N | 26600 | 22781.1 | 8 | 860 | 368 | 272 | FM-16-0021-23-FO | 22987899 | 841199 | N | N
Polo | King Dynamics AG Otelfingen | TPFS | Fuel Oil Skid of Dual Fuel Module with Nox |  | Hexagonal screw / M12 x 55 / ISO 4017 / 8.8 galvanised | Hexagonal screw / M12 x 55 / ISO 4017 / 8.8 galvanised | 3521 | 23 | Dual Fuel Modul | 4 | PCE | Czechia | [5 empty] | 09-051-01-124 | 1003 | S-1003-0002-C-23-3521-00275541-N | 26600 | 22781.1 | 2 | 860 | 368 | 272 | FM-16-0021-23-FO | 22987900 | 841199 | N | N
Polo | King Dynamics AG Otelfingen | TPFS | Fuel Oil Skid of Dual Fuel Module with Nox |  | Hexagonal nut / M12 / ISO 4032 / 8 galvanised | Hexagonal nut / M12 / ISO 4032 / 8 galvanised | 3521 | 23 | Dual Fuel Modul | 4 | PCE | Czechia | [5 empty] | 09-052-03-007 | 1003 | S-1003-0002-C-23-3521-00275541-N | 26600 | 22781.1 | 1.5 | 860 | 368 | 272 | FM-16-0021-23-FO | 22987901 | 841199 | N | N
Polo | King Dynamics AG Otelfingen | TPFS | Fuel Oil Skid of Dual Fuel Module with Nox |  | Lock washer / NL 12 SS / DIN 25201 / Inox | Lock washer / NL 12 SS / DIN 25201 / Inox | 3521 | 23 | Dual Fuel Modul | 8 | PCE | Czechia | [5 empty] | 09-053-01-019 | 1003 | S-1003-0002-C-23-3521-00275541-N | 26600 | 22781.1 | 0.2 | 860 | 368 | 272 | FM-16-0021-23-FO | 22987902 | 841199 | N | N
Polo | King Dynamics AG Otelfingen | TPFS | Fuel Oil Skid of Dual Fuel Module with Nox |  | O-Ring / DN25 - Ø36.5 x 2.65 / DIN 3771 Part 1 / Viton | O-Ring / DN25 - Ø36.5 x 2.65 / DIN 3771 Part 1 / Viton | 3521 | 23 | Dual Fuel Modul | 1 | PCE | Czechia | [5 empty] | 09-054-02-004 | 1003 | S-1003-0002-C-23-3521-00275541-N | 26600 | 22781.1 | 8 | 860 | 368 | 272 | FM-16-0021-23-FO | 22987903 | 841199 | N | N
Polo | King Dynamics AG Otelfingen | TPFS | Fuel Oil Skid of Dual Fuel Module with Nox |  | Hexagonal screw / M16 x 70 / ISO 4014 / 8.8 galvanised | Hexagonal screw / M16 x 70 / ISO 4014 / 8.8 galvanised | 3521 | 23 | Dual Fuel Modul | 16 | PCE | Czechia | [5 empty] | 09-051-02-142 | 1003 | S-1003-0002-C-23-3521-00275541-N | 26600 | 22781.1 | 1.5 | 860 | 368 | 272 | FM-16-0021-23-FO | 22987904 | 841199 | N | N
Polo | King Dynamics AG Otelfingen | TPFS | Fuel Oil Skid of Dual Fuel Module with Nox |  | Hexagonal nut / M16 / ISO 4032 / 8 galvanised | Hexagonal nut / M16 / ISO 4032 / 8 galvanised | 3521 | 23 | Dual Fuel Modul | 16 | PCE | Czechia | [5 empty] | 09-052-03-008 | 1003 | S-1003-0002-C-23-3521-00275541-N | 26600 | 22781.1 | 0.2 | 860 | 368 | 272 | FM-16-0021-23-FO | 22987905 | 841199 | N | N
Polo | King Dynamics AG Otelfingen | TPFS | Fuel Oil Skid of Dual Fuel Module with Nox |  | Lock washer / NL 16 SS (5/8") / DIN 25201 / Inox | Lock washer / NL 16 SS (5/8") / DIN 25201 / Inox | 3521 | 23 | Dual Fuel Modul | 32 | PCE | Czechia | [5 empty] | 09-053-01-025 | 1003 | S-1003-0002-C-23-3521-00275541-N | 26600 | 22781.1 | 10 | 860 | 368 | 272 | FM-16-0021-23-FO | 22987906 | 841199 | N | N
Polo | King Dynamics AG Otelfingen | TPFS | Fuel Oil Skid of Dual Fuel Module with Nox |  | O-Ring / DN100 - Ø115 x 3.55 / DIN 3771 Part 1 / Viton | O-Ring / DN100 - Ø115 x 3.55 / DIN 3771 Part 1 / Viton | 3521 | 23 | Dual Fuel Modul | 2 | PCE | Czechia | [5 empty] | 09-054-02-009 | 1003 | S-1003-0002-C-23-3521-00275541-N | 26600 | 22781.1 | 10 | 860 | 368 | 272 | FM-16-0021-23-FO | 22987907 | 841199 | N | N
Polo | King Dynamics AG Otelfingen | TPFS | Fuel Oil Skid of Dual Fuel Module with Nox |  | Hexagonal screw / M20 x 80 / ISO 4014 / 8.8 galvanised | Hexagonal screw / M20 x 80 / ISO 4014 / 8.8 galvanised | 3521 | 23 | Dual Fuel Modul | 8 | PCE | Czechia | [5 empty] | 09-051-02-195 | 1003 | S-1003-0002-C-23-3521-00275541-N | 26600 | 22781.1 | 10 | 860 | 368 | 272 | FM-16-0021-23-FO | 22987908 | 841199 | N | N
Polo | King Dynamics AG Otelfingen | TPFS | Fuel Oil Skid of Dual Fuel Module with Nox |  | Hexagonal nut / M20 / ISO 4032 / 8 galvanised | Hexagonal nut / M20 / ISO 4032 / 8 galvanised | 3521 | 23 | Dual Fuel Modul | 8 | PCE | Czechia | [5 empty] | 09-052-03-009 | 1003 | S-1003-0002-C-23-3521-00275541-N | 26600 | 22781.1 | 3 | 860 | 368 | 272 | FM-16-0021-23-FO | 22987909 | 841199 | N | N
Polo | King Dynamics AG Otelfingen | TPFS | Fuel Oil Skid of Dual Fuel Module with Nox |  | Lock washer / NL 20 SS / DIN 25201 / Inox | Lock washer / NL 20 SS / DIN 25201 / Inox | 3521 | 23 | Dual Fuel Modul | 16 | PCE | Czechia | [5 empty] | 09-053-01-031 | 1003 | S-1003-0002-C-23-3521-00275541-N | 26600 | 22781.1 | 1 | 860 | 368 | 272 | FM-16-0021-23-FO | 22987910 | 841199 | N | N
Polo | King Dynamics AG Otelfingen | TPFS | Fuel Oil Skid of Dual Fuel Module with Nox |  | O-Ring / DN150 - Ø170 x 3.55 / DIN 3771 Part 1 / Viton | O-Ring / DN150 - Ø170 x 3.55 / DIN 3771 Part 1 / Viton | 3521 | 23 | Dual Fuel Modul | 1 | PCE | Czechia | [5 empty] | 09-054-02-011 | 1003 | S-1003-0002-C-23-3521-00275541-N | 26600 | 22781.1 | 2 | 860 | 368 | 272 | FM-16-0021-23-FO | 22987911 | 841199 | N | N
Polo | King Dynamics AG Otelfingen | TPFS | Fuel Oil Skid of Dual Fuel Module with Nox |  | Hexagonal screw / M16 x 75 / ISO 4014 / 8.8 galvanised | Hexagonal screw / M16 x 75 / ISO 4014 / 8.8 galvanised | 3521 | 23 | Dual Fuel Modul | 8 | PCE | Czechia | [5 empty] | 09-051-02-143 | 1003 | S-1003-0002-C-23-3521-00275541-N | 26600 | 22781.1 | 1 | 860 | 368 | 272 | FM-16-0021-23-FO | 22987912 | 841199 | N | N
Polo | King Dynamics AG Otelfingen | TPFS | Fuel Oil Skid of Dual Fuel Module with Nox |  | Hexagonal nut / M16 / ISO 4032 / 8 galvanised | Hexagonal nut / M16 / ISO 4032 / 8 galvanised | 3521 | 23 | Dual Fuel Modul | 8 | PCE | Czechia | [5 empty] | 09-052-03-008 | 1003 | S-1003-0002-C-23-3521-00275541-N | 26600 | 22781.1 | 1 | 860 | 368 | 272 | FM-16-0021-23-FO | 22987913 | 841199 | N | N
Polo | King Dynamics AG Otelfingen | TPFS | Fuel Oil Skid of Dual Fuel Module with Nox |  | Lock washer / NL 16 SS (5/8") / DIN 25201 / Inox | Lock washer / NL 16 SS (5/8") / DIN 25201 / Inox | 3521 | 23 | Dual Fuel Modul | 16 | PCE | Czechia | [5 empty] | 09-053-01-025 | 1003 | S-1003-0002-C-23-3521-00275541-N | 26600 | 22781.1 | 1 | 860 | 368 | 272 | FM-16-0021-23-FO | 22987914 | 841199 | N | N
Polo | King Dynamics AG Otelfingen | TPFS | Fuel Oil Skid of Dual Fuel Module with Nox |  | O-Ring / DN125 - Ø145 x 3.55 / DIN 3771 Part 1 / Viton | O-Ring / DN125 - Ø145 x 3.55 / DIN 3771 Part 1 / Viton | 3521 | 23 | Dual Fuel Modul | 1 | PCE | Czechia | [5 empty] | 09-054-02-010 | 1003 | S-1003-0002-C-23-3521-00275541-N | 26600 | 22781.1 | 1 | 860 | 368 | 272 | FM-16-0021-23-FO | 22987915 | 841199 | N | N
Polo | King Dynamics AG Otelfingen | TPFS | Fuel Oil Skid of Dual Fuel Module with Nox |  | Stud bolt / M20 x 120 / DIN 2510 Z / 1.7709 galvanised | Stud bolt / M20 x 120 / DIN 2510 Z / 1.7709 galvanised | 3521 | 23 | Dual Fuel Modul | 4 | PCE | Czechia | [5 empty] | 09-050-01-064 | 1003 | S-1003-0002-C-23-3521-00275541-N | 26600 | 22781.1 | 1 | 860 | 368 | 272 | FM-16-0021-23-FO | 22987916 | 841199 | N | N
Polo | King Dynamics AG Otelfingen | TPFS | Fuel Oil Skid of Dual Fuel Module with Nox |  | Hexagonal nut / M20 / DIN 2510 NF / 1.7218 galvanised | Hexagonal nut / M20 / DIN 2510 NF / 1.7218 galvanised | 3521 | 23 | Dual Fuel Modul | 8 | PCE | Czechia | [5 empty] | 09-052-01-053 | 1003 | S-1003-0002-C-23-3521-00275541-N | 26600 | 22781.1 | 1 | 860 | 368 | 272 | FM-16-0021-23-FO | 22987917 | 841199 | N | N
Polo | King Dynamics AG Otelfingen | TPFS | Fuel Oil Skid of Dual Fuel Module with Nox |  | Lock washer / NL 20 SS / DIN 25201 / Inox | Lock washer / NL 20 SS / DIN 25201 / Inox | 3521 | 23 | Dual Fuel Modul | 8 | PCE | Czechia | [5 empty] | 09-053-01-031 | 1003 | S-1003-0002-C-23-3521-00275541-N | 26600 | 22781.1 | 1 | 860 | 368 | 272 | FM-16-0021-23-FO | 22987918 | 841199 | N | N
Polo | King Dynamics AG Otelfingen | TPFS | Fuel Oil Skid of Dual Fuel Module with Nox |  | O-Ring / DN40 - Ø53 x 3.55 / DIN 3771 Part 1 / Viton | O-Ring / DN40 - Ø53 x 3.55 / DIN 3771 Part 1 / Viton | 3521 | 23 | Dual Fuel Modul | 1 | PCE | Czechia | [5 empty] | 09-054-02-017 | 1003 | S-1003-0002-C-23-3521-00275541-N | 26600 | 22781.1 | 1 | 860 | 368 | 272 | FM-16-0021-23-FO | 22987919 | 841199 | N | N
Polo | King Dynamics AG Otelfingen | TPFS | Fuel Oil Skid of Dual Fuel Module with Nox |  | Hexagonal screw / M12 x 55 / ISO 4017 / 8.8 galvanised | Hexagonal screw / M12 x 55 / ISO 4017 / 8.8 galvanised | 3521 | 23 | Dual Fuel Modul | 4 | PCE | Czechia | [5 empty] | 09-051-01-124 | 1003 | S-1003-0002-C-23-3521-00275541-N | 26600 | 22781.1 | 1 | 860 | 368 | 272 | FM-16-0021-23-FO | 22987920 | 841199 | N | N
Polo | King Dynamics AG Otelfingen | TPFS | Fuel Oil Skid of Dual Fuel Module with Nox |  | Hexagonal nut / M12 / ISO 4032 / 8 galvanised | Hexagonal nut / M12 / ISO 4032 / 8 galvanised | 3521 | 23 | Dual Fuel Modul | 4 | PCE | Czechia | [5 empty] | 09-052-03-007 | 1003 | S-1003-0002-C-23-3521-00275541-N | 26600 | 22781.1 | 1 | 860 | 368 | 272 | FM-16-0021-23-FO | 22987921 | 841199 | N | N
Polo | King Dynamics AG Otelfingen | TPFS | Fuel Oil Skid of Dual Fuel Module with Nox |  | Lock washer / NL 12 SS / DIN 25201 / Inox | Lock washer / NL 12 SS / DIN 25201 / Inox | 3521 | 23 | Dual Fuel Modul | 8 | PCE | Czechia | [5 empty] | 09-053-01-019 | 1003 | S-1003-0002-C-23-3521-00275541-N | 26600 | 22781.1 | 1 | 860 | 368 | 272 | FM-16-0021-23-FO | 22987922 | 841199 | N | N
Polo | King Dynamics AG Otelfingen | TPFS | Fuel Oil Skid of Dual Fuel Module with Nox |  | O-Ring / DN15 - Ø25 x 2.65 / DIN 3771 Part 1 / Viton | O-Ring / DN15 - Ø25 x 2.65 / DIN 3771 Part 1 / Viton | 3521 | 23 | Dual Fuel Modul | 1 | PCE | Czechia | [5 empty] | 09-054-02-002 | 1003 | S-1003-0002-C-23-3521-00275541-N | 26600 | 22781.1 | 1 | 860 | 368 | 272 | FM-16-0021-23-FO | 22987923 | 841199 | N | N
Polo | King Dynamics AG Otelfingen | TPFS | Fuel Oil Skid of Dual Fuel Module with Nox |  | Hexagonal screw / M12 x 55 / ISO 4017 / 8.8 galvanised | Hexagonal screw / M12 x 55 / ISO 4017 / 8.8 galvanised | 3521 | 23 | Dual Fuel Modul | 1 | PCE | Czechia | [5 empty] | 09-051-01-124 | 1003 | S-1003-0002-C-23-3521-00275541-N | 26600 | 22781.1 | 1 | 860 | 368 | 272 | FM-16-0021-23-FO | 22987924 | 841199 | N | N
Polo | King Dynamics AG Otelfingen | TPFS | Fuel Oil Skid of Dual Fuel Module with Nox |  | Hexagonal nut / M12 / ISO 4032 / 8 galvanised | Hexagonal nut / M12 / ISO 4032 / 8 galvanised | 3521 | 23 | Dual Fuel Modul | 1 | PCE | Czechia | [5 empty] | 09-052-03-007 | 1003 | S-1003-0002-C-23-3521-00275541-N | 26600 | 22781.1 | 1 | 860 | 368 | 272 | FM-16-0021-23-FO | 22987925 | 841199 | N | N
Polo | King Dynamics AG Otelfingen | TPFS | Fuel Oil Skid of Dual Fuel Module with Nox |  | Lock washer / NL 12 SS / DIN 25201 / Inox | Lock washer / NL 12 SS / DIN 25201 / Inox | 3521 | 23 | Dual Fuel Modul | 2 | PCE | Czechia | [5 empty] | 09-053-01-019 | 1003 | S-1003-0002-C-23-3521-00275541-N | 26600 | 22781.1 | 1 | 860 | 368 | 272 | FM-16-0021-23-FO | 22987926 | 841199 | N | N
Polo | King Dynamics AG Otelfingen | TPFS | Fuel Oil Skid of Dual Fuel Module with Nox |  | O-Ring / DN15 - Ø25 x 2.65 / DIN 3771 Part 1 / Viton | O-Ring / DN15 - Ø25 x 2.65 / DIN 3771 Part 1 / Viton | 3521 | 23 | Dual Fuel Modul | 1 | PCE | Czechia | [5 empty] | 09-054-02-002 | 1003 | S-1003-0002-C-23-3521-00275541-N | 26600 | 22781.1 | 1 | 860 | 368 | 272 | FM-16-0021-23-FO | 22987927 | 841199 | N | N
Polo | King Dynamics AG Otelfingen | TPFS | Fuel Oil Skid of Dual Fuel Module with Nox |  | Hexagonal screw / M12 x 55 / ISO 4017 / 8.8 galvanised | Hexagonal screw / M12 x 55 / ISO 4017 / 8.8 galvanised | 3521 | 23 | Dual Fuel Modul | 1 | PCE | Czechia | [5 empty] | 09-051-01-124 | 1003 | S-1003-0002-C-23-3521-00275541-N | 26600 | 22781.1 | 1 | 860 | 368 | 272 | FM-16-0021-23-FO | 22987928 | 841199 | N | N
Polo | King Dynamics AG Otelfingen | TPFS | Fuel Oil Skid of Dual Fuel Module with Nox |  | Hexagonal nut / M12 / ISO 4032 / 8 galvanised | Hexagonal nut / M12 / ISO 4032 / 8 galvanised | 3521 | 23 | Dual Fuel Modul | 1 | PCE | Czechia | [5 empty] | 09-052-03-007 | 1003 | S-1003-0002-C-23-3521-00275541-N | 26600 | 22781.1 | 1 | 860 | 368 | 272 | FM-16-0021-23-FO | 22987929 | 841199 | N | N
Polo | King Dynamics AG Otelfingen | TPFS | Fuel Oil Skid of Dual Fuel Module with Nox |  | Lock washer / NL 12 SS / DIN 25201 / Inox | Lock washer / NL 12 SS / DIN 25201 / Inox | 3521 | 23 | Dual Fuel Modul | 2 | PCE | Czechia | [5 empty] | 09-053-01-019 | 1003 | S-1003-0002-C-23-3521-00275541-N | 26600 | 22781.1 | 1 | 860 | 368 | 272 | FM-16-0021-23-FO | 22987930 | 841199 | N | N
Polo | King Dynamics AG Otelfingen | TPFS | Fuel Oil Skid of Dual Fuel Module with Nox |  | O-Ring / DN25 - Ø36.5 x 2.65 / DIN 3771 Part 1 / Viton | O-Ring / DN25 - Ø36.5 x 2.65 / DIN 3771 Part 1 / Viton | 3521 | 23 | Dual Fuel Modul | 1 | PCE | Czechia | [5 empty] | 09-054-02-004 | 1003 | S-1003-0002-C-23-3521-00275541-N | 26600 | 22781.1 | 1 | 860 | 368 | 272 | FM-16-0021-23-FO | 22987931 | 841199 | N | N
Polo | King Dynamics AG Otelfingen | TPFS | Fuel Oil Skid of Dual Fuel Module with Nox |  | Hexagonal screw / M16 x 70 / ISO 4014 / 8.8 galvanised | Hexagonal screw / M16 x 70 / ISO 4014 / 8.8 galvanised | 3521 | 23 | Dual Fuel Modul | 2 | PCE | Czechia | [5 empty] | 09-051-02-142 | 1003 | S-1003-0002-C-23-3521-00275541-N | 26600 | 22781.1 | 1 | 860 | 368 | 272 | FM-16-0021-23-FO | 22987932 | 841199 | N | N
Polo | King Dynamics AG Otelfingen | TPFS | Fuel Oil Skid of Dual Fuel Module with Nox |  | Hexagonal nut / M16 / ISO 4032 / 8 galvanised | Hexagonal nut / M16 / ISO 4032 / 8 galvanised | 3521 | 23 | Dual Fuel Modul | 2 | PCE | Czechia | [5 empty] | 09-052-03-008 | 1003 | S-1003-0002-C-23-3521-00275541-N | 26600 | 22781.1 | 1 | 860 | 368 | 272 | FM-16-0021-23-FO | 22987933 | 841199 | N | N
Polo | King Dynamics AG Otelfingen | TPFS | Fuel Oil Skid of Dual Fuel Module with Nox |  | Lock washer / NL 16 SS (5/8") / DIN 25201 / Inox | Lock washer / NL 16 SS (5/8") / DIN 25201 / Inox | 3521 | 23 | Dual Fuel Modul | 4 | PCE | Czechia | [5 empty] | 09-053-01-025 | 1003 | S-1003-0002-C-23-3521-00275541-N | 26600 | 22781.1 | 1 | 860 | 368 | 272 | FM-16-0021-23-FO | 22987934 | 841199 | N | N
Polo | King Dynamics AG Otelfingen | TPFS | Fuel Oil Skid of Dual Fuel Module with Nox |  | O-Ring / DN100 - Ø115 x 3.55 / DIN 3771 Part 1 / Viton | O-Ring / DN100 - Ø115 x 3.55 / DIN 3771 Part 1 / Viton | 3521 | 23 | Dual Fuel Modul | 2 | PCE | Czechia | [5 empty] | 09-054-02-009 | 1003 | S-1003-0002-C-23-3521-00275541-N | 26600 | 22781.1 | 1 | 860 | 368 | 272 | FM-16-0021-23-FO | 22987935 | 841199 | N | N
Polo | King Dynamics AG Otelfingen | TPFS | Fuel Oil Skid of Dual Fuel Module with Nox |  | Hexagonal screw / M16 x 75 / ISO 4014 / 8.8 galvanised | Hexagonal screw / M16 x 75 / ISO 4014 / 8.8 galvanised | 3521 | 23 | Dual Fuel Modul | 1 | PCE | Czechia | [5 empty] | 09-051-02-143 | 1003 | S-1003-0002-C-23-3521-00275541-N | 26600 | 22781.1 | 1 | 860 | 368 | 272 | FM-16-0021-23-FO | 22987936 | 841199 | N | N
Polo | King Dynamics AG Otelfingen | TPFS | Fuel Oil Skid of Dual Fuel Module with Nox |  | Hexagonal nut / M16 / ISO 4032 / 8 galvanised | Hexagonal nut / M16 / ISO 4032 / 8 galvanised | 3521 | 23 | Dual Fuel Modul | 1 | PCE | Czechia | [5 empty] | 09-052-03-008 | 1003 | S-1003-0002-C-23-3521-00275541-N | 26600 | 22781.1 | 1 | 860 | 368 | 272 | FM-16-0021-23-FO | 22987937 | 841199 | N | N
Polo | King Dynamics AG Otelfingen | TPFS | Fuel Oil Skid of Dual Fuel Module with Nox |  | Lock washer / NL 16 SS (5/8") / DIN 25201 / Inox | Lock washer / NL 16 SS (5/8") / DIN 25201 / Inox | 3521 | 23 | Dual Fuel Modul | 2 | PCE | Czechia | [5 empty] | 09-053-01-025 | 1003 | S-1003-0002-C-23-3521-00275541-N | 26600 | 22781.1 | 1 | 860 | 368 | 272 | FM-16-0021-23-FO | 22987938 | 841199 | N | N
Polo | King Dynamics AG Otelfingen | TPFS | Fuel Oil Skid of Dual Fuel Module with Nox |  | O-Ring / DN125 - Ø145 x 3.55 / DIN 3771 Part 1 / Viton | O-Ring / DN125 - Ø145 x 3.55 / DIN 3771 Part 1 / Viton | 3521 | 23 | Dual Fuel Modul | 1 | PCE | Czechia | [5 empty] | 09-054-02-010 | 1003 | S-1003-0002-C-23-3521-00275541-N | 26600 | 22781.1 | 1 | 860 | 368 | 272 | FM-16-0021-23-FO | 22987939 | 841199 | N | N
Polo | King Dynamics AG Otelfingen | TPFS | Fuel Oil Skid of Dual Fuel Module with Nox |  | Hexagonal screw / M20 x 80 / ISO 4014 / 8.8 galvanised | Hexagonal screw / M20 x 80 / ISO 4014 / 8.8 galvanised | 3521 | 23 | Dual Fuel Modul | 1 | PCE | Czechia | [5 empty] | 09-051-02-195 | 1003 | S-1003-0002-C-23-3521-00275541-N | 26600 | 22781.1 | 1 | 860 | 368 | 272 | FM-16-0021-23-FO | 22987940 | 841199 | N | N
Polo | King Dynamics AG Otelfingen | TPFS | Fuel Oil Skid of Dual Fuel Module with Nox |  | Hexagonal nut / M20 / ISO 4032 / 8 galvanised | Hexagonal nut / M20 / ISO 4032 / 8 galvanised | 3521 | 23 | Dual Fuel Modul | 1 | PCE | Czechia | [5 empty] | 09-052-03-009 | 1003 | S-1003-0002-C-23-3521-00275541-N | 26600 | 22781.1 | 1 | 860 | 368 | 272 | FM-16-0021-23-FO | 22987941 | 841199 | N | N
Polo | King Dynamics AG Otelfingen | TPFS | Fuel Oil Skid of Dual Fuel Module with Nox |  | Lock washer / NL 20 SS / DIN 25201 / Inox | Lock washer / NL 20 SS / DIN 25201 / Inox | 3521 | 23 | Dual Fuel Modul | 2 | PCE | Czechia | [5 empty] | 09-053-01-031 | 1003 | S-1003-0002-C-23-3521-00275541-N | 26600 | 22781.1 | 1 | 860 | 368 | 272 | FM-16-0021-23-FO | 22987942 | 841199 | N | N
Polo | King Dynamics AG Otelfingen | TPFS | Fuel Oil Skid of Dual Fuel Module with Nox |  | O-Ring / DN150 - Ø170 x 3.55 / DIN 3771 Part 1 / Viton | O-Ring / DN150 - Ø170 x 3.55 / DIN 3771 Part 1 / Viton | 3521 | 23 | Dual Fuel Modul | 1 | PCE | Czechia | [5 empty] | 09-054-02-011 | 1003 | S-1003-0002-C-23-3521-00275541-N | 26600 | 22781.1 | 1 | 860 | 368 | 272 | FM-16-0021-23-FO | 22987943 | 841199 | N | N
Polo | King Dynamics AG Otelfingen | TPFS | Fuel Oil Skid of Dual Fuel Module with Nox |  | Stud bolt / M20 x 120 / DIN 2510 Z / 1.7709 galvanised | Stud bolt / M20 x 120 / DIN 2510 Z / 1.7709 galvanised | 3521 | 23 | Dual Fuel Modul | 1 | PCE | Czechia | [5 empty] | 09-050-01-064 | 1003 | S-1003-0002-C-23-3521-00275541-N | 26600 | 22781.1 | 1 | 860 | 368 | 272 | FM-16-0021-23-FO | 22987944 | 841199 | N | N
Polo | King Dynamics AG Otelfingen | TPFS | Fuel Oil Skid of Dual Fuel Module with Nox |  | Hexagonal nut / M20 / DIN 2510 NF / 1.7218 galvanised | Hexagonal nut / M20 / DIN 2510 NF / 1.7218 galvanised | 3521 | 23 | Dual Fuel Modul | 2 | PCE | Czechia | [5 empty] | 09-052-01-053 | 1003 | S-1003-0002-C-23-3521-00275541-N | 26600 | 22781.1 | 1 | 860 | 368 | 272 | FM-16-0021-23-FO | 22987945 | 841199 | N | N
Polo | King Dynamics AG Otelfingen | TPFS | Fuel Oil Skid of Dual Fuel Module with Nox |  | Lock washer / NL 20 SS / DIN 25201 / Inox | Lock washer / NL 20 SS / DIN 25201 / Inox | 3521 | 23 | Dual Fuel Modul | 2 | PCE | Czechia | [5 empty] | 09-053-01-031 | 1003 | S-1003-0002-C-23-3521-00275541-N | 26600 | 22781.1 | 1 | 860 | 368 | 272 | FM-16-0021-23-FO | 22987946 | 841199 | N | N
Polo | King Dynamics AG Otelfingen | TPFS | Fuel Oil Skid of Dual Fuel Module with Nox |  | O-Ring / DN40 - Ø53 x 3.55 / DIN 3771 Part 1 / Viton | O-Ring / DN40 - Ø53 x 3.55 / DIN 3771 Part 1 / Viton | 3521 | 23 | Dual Fuel Modul | 1 | PCE | Czechia | [5 empty] | 09-054-02-017 | 1003 | S-1003-0002-C-23-3521-00275541-N | 26600 | 22781.1 | 1 | 860 | 368 | 272 | FM-16-0021-23-FO | 22987947 | 841199 | N | N
Polo | King Dynamics AG Otelfingen | TPFS | Fuel Oil Skid of Dual Fuel Module with Nox |  | Anchor bolt / FAZ II 20/60 / ETA - 05/0069 / galvanised | Anchor bolt / FAZ II 20/60 / ETA - 05/0069 / galvanised | 3521 | 23 | Dual Fuel Modul | 1 | PCE | Czechia | [5 empty] | 09-200-01-040 | 1003 | S-1003-0002-C-23-3521-00275541-N | 26600 | 22781.1 | 1 | 860 | 368 | 272 | FM-16-0021-23-FO | 22987948 | 841199 | N | N
Polo | VDL Delmas GmbH Waermetauscher + Kuehlanlagen Berlin | TPFS | BM and DP Unit23 | BM und DP Unit23 | Base Module Unit 23 | Base Module Unit 23 | 3521 | 23MBA302 | Gas Turbine Aux Base Module | 1 | PCE | Germany | [6 empty] | 1005 | S-1005-0001-A-23-3521-00204723-N | 25280 | 21995 | 21500 | 1180 | 370 | 395 | 710-162306-10_20 Unit 22&23 | 22932903 | 847989 | N | N
Polo | VDL Delmas GmbH Waermetauscher + Kuehlanlagen Berlin | TPFS | BM and DP Unit23 | BM und DP Unit23 | filter elements hydraulic package | Filterelemente Hydraulik Package | 3521 | 23MBA302 | Gas Turbine Aux Base Module | 2 | PCE | Germany | [6 empty] | 1005 | S-1005-0001-A-23-3521-00204723-N | 25280 | 21995 | 1 | 1180 | 370 | 395 | 710-162306-10_20 Unit 22&23 | 22932900 | 847989 | N | N
Polo | VDL Delmas GmbH Waermetauscher + Kuehlanlagen Berlin | TPFS | BM and DP Unit23 | BM und DP Unit23 | foundation supports base modul acc. 710.14682.006.8 | Befestigungsmittel BM nach 710.14682.006.8 | 3521 | 23MBA302 | Gas Turbine Aux Base Module | 1 | SET | Germany | [6 empty] | 1005 | S-1005-0001-A-23-3521-00204723-N | 25280 | 21995 | 100 | 1180 | 370 | 395 | 710-162306-10_20 Unit 22&23 | 22932891 | 847989 | N | N
Polo | VDL Delmas GmbH Waermetauscher + Kuehlanlagen Berlin | TPFS | BM and DP Unit23 | BM und DP Unit23 | screws M24x100 for 90A/B | Schrauben M24x100 für 90A/B | 3521 | 23MBA302 | Gas Turbine Aux Base Module | 24 | PCE | Germany | [6 empty] | 1005 | S-1005-0001-A-23-3521-00204723-N | 25280 | 21995 | 5 | 1180 | 370 | 395 | 710-162306-10_20 Unit 22&23 | 22932901 | 847989 | N | N
Polo | VDL Delmas GmbH Waermetauscher + Kuehlanlagen Berlin | TPFS | BM and DP Unit23 | BM und DP Unit23 | nuts M24 for 90A/B | Muttern M24 für 90A/B | 3521 | 23MBA302 | Gas Turbine Aux Base Module | 24 | PCE | Germany | [6 empty] | 1005 | S-1005-0001-A-23-3521-00204723-N | 25280 | 21995 | 2 | 1180 | 370 | 395 | 710-162306-10_20 Unit 22&23 | 22932902 | 847989 | N | N
Polo | VDL Delmas GmbH Waermetauscher + Kuehlanlagen Berlin | TPFS | BM and DP Unit23 | BM und DP Unit23 | securing washers for 90A/B | Sicherungsscheiben für 90A/B | 3521 | 23MBA302 | Gas Turbine Aux Base Module | 48 | PCE | Germany | [6 empty] | 1005 | S-1005-0001-A-23-3521-00204723-N | 25280 | 21995 | 2 | 1180 | 370 | 395 | 710-162306-10_20 Unit 22&23 | 22932904 | 847989 | N | N
Polo | VDL Delmas GmbH Waermetauscher + Kuehlanlagen Berlin | TPFS | BM and DP Unit23 | BM und DP Unit23 | Drainage Package Unit 23 | Entleeringungsskid Unit 23 | 3521 | 23MBA302 | Gas Turbine Aux Base Module | 1 | PCE | Germany | [6 empty] | 1005 | S-1005-0001-A-23-3521-00204723-N | 25280 | 21995 | 300 | 1180 | 370 | 395 | 710-162306-10_20 Unit 22&23 | 22932905 | 847989 | N | N
Polo | VDL Delmas GmbH Waermetauscher + Kuehlanlagen Berlin | TPFS | BM and DP Unit23 | BM und DP Unit23 | Mounting angle for Drainage Package | Montagewinkel für Entleerungsskid | 3521 | 23MBA302 | Gas Turbine Aux Base Module | 4 | PCE | Germany | [6 empty] | 1005 | S-1005-0001-A-23-3521-00204723-N | 25280 | 21995 | 10 | 1180 | 370 | 395 | 710-162306-10_20 Unit 22&23 | 22932906 | 847989 | N | N
Polo | VDL Delmas GmbH Waermetauscher + Kuehlanlagen Berlin | TPFS | BM and DP Unit23 | BM und DP Unit23 | electrical resistor emergency oil pump | Widerstand für Notölpumpe | 3521 | 23MBA302 | Gas Turbine Aux Base Module | 1 | PCE | Germany | [6 empty] | 1005 | S-1005-0001-A-23-3521-00204723-N | 25280 | 21995 | 20 | 1180 | 370 | 395 | 710-162306-10_20 Unit 22&23 | 22932892 | 847989 | N | N
Polo | VDL Delmas GmbH Waermetauscher + Kuehlanlagen Berlin | TPFS | BM and DP Unit23 | BM und DP Unit23 | float for bypass level indicator MBV10CL501 | Schwimmer f.Bypassniveauanzeiger MBV10CL501 | 3521 | 23MBA302 | Gas Turbine Aux Base Module | 1 | PCE | Germany | [6 empty] | 1005 | S-1005-0001-A-23-3521-00204723-N | 25280 | 21995 | 1 | 1180 | 370 | 395 | 710-162306-10_20 Unit 22&23 | 22932893 | 847989 | N | N
Polo | VDL Delmas GmbH Waermetauscher + Kuehlanlagen Berlin | TPFS | BM and DP Unit23 | BM und DP Unit23 | Fuel Gas Strainer Operating 500µm 1145412; MBP11AT001 | Erdgassieb Betrieb 500µm 1145412; MBP11AT001 | 3521 | 23MBA302 | Gas Turbine Aux Base Module | 1 | PCE | Germany | [6 empty] | 1005 | S-1005-0001-A-23-3521-00204723-N | 25280 | 21995 | 10 | 1180 | 370 | 395 | 710-162306-10_20 Unit 22&23 | 22932894 | 847989 | N | N
Polo | VDL Delmas GmbH Waermetauscher + Kuehlanlagen Berlin | TPFS | BM and DP Unit23 | BM und DP Unit23 | Filter element jacking oil 10µm, MBV30AT | Filterpatrone Anhebeöl 10µm, MBV30AT | 3521 | 23MBA302 | Gas Turbine Aux Base Module | 1 | PCE | Germany | [6 empty] | 1005 | S-1005-0001-A-23-3521-00204723-N | 25280 | 21995 | 17 | 1180 | 370 | 395 | 710-162306-10_20 Unit 22&23 | 22932895 | 847989 | N | N
Polo | VDL Delmas GmbH Waermetauscher + Kuehlanlagen Berlin | TPFS | BM and DP Unit23 | BM und DP Unit23 | gaskets jacking oil filter | Dichtungen Anhebeölfilter | 3521 | 23MBA302 | Gas Turbine Aux Base Module | 1 | PCE | Germany | [6 empty] | 1005 | S-1005-0001-A-23-3521-00204723-N | 25280 | 21995 | 2 | 1180 | 370 | 395 | 710-162306-10_20 Unit 22&23 | 22932896 | 847989 | N | N
Polo | VDL Delmas GmbH Waermetauscher + Kuehlanlagen Berlin | TPFS | BM and DP Unit23 | BM und DP Unit23 | Filter element lube oil 10µm; MBV25AT | Filterpatrone Schmieröl 10µm; MBV25AT | 3521 | 23MBA302 | Gas Turbine Aux Base Module | 3 | PCE | Germany | [6 empty] | 1005 | S-1005-0001-A-23-3521-00204723-N | 25280 | 21995 | 15 | 1180 | 370 | 395 | 710-162306-10_20 Unit 22&23 | 22932897 | 847989 | N | N
Polo | VDL Delmas GmbH Waermetauscher + Kuehlanlagen Berlin | TPFS | BM and DP Unit23 | BM und DP Unit23 | Filter element lube oil 25µm; MBV25AT | Filterpatrone Schmieröl 25µm; MBV25AT | 3521 | 23MBA302 | Gas Turbine Aux Base Module | 1 | PCE | Germany | [6 empty] | 1005 | S-1005-0001-A-23-3521-00204723-N | 25280 | 21995 | 5 | 1180 | 370 | 395 | 710-162306-10_20 Unit 22&23 | 22932898 | 847989 | N | N
Polo | VDL Delmas GmbH Waermetauscher + Kuehlanlagen Berlin | TPFS | BM and DP Unit23 | BM und DP Unit23 | gaskets lube oil filter | Dichtungen Schmierölfilter | 3521 | 23MBA302 | Gas Turbine Aux Base Module | 4 | PCE | Germany | [6 empty] | 1005 | S-1005-0001-A-23-3521-00204723-N | 25280 | 21995 | 5 | 1180 | 370 | 395 | 710-162306-10_20 Unit 22&23 | 22932899 | 847989 | N | N
Polo | VDL Delmas GmbH Waermetauscher + Kuehlanlagen Berlin | TPFS | Advanced Seal Air Cooler | erweiterter Sperrluftkühler | Advanced Seal Air Cooler Unit23 | erweiterter Sperrluftkühler Unit23 | 3521 | 23MBH | Advanced Seal Air Cooler | 1 | PCE | Germany | [6 empty] | 1005 | S-1005-0002-C-23-3521-00204723-N | 2225 | 1570 | 1460 | 325 | 245 | 135 | 281-162315-00 no.1/no.2 | 22932353 | 841861 | N | N
Polo | VDL Delmas GmbH Waermetauscher + Kuehlanlagen Berlin | TPFS | Advanced Seal Air Cooler | erweiterter Sperrluftkühler | Terminal box Unit23 | Klemmkasten Unit23 | 3521 | 23MBH | Advanced Seal Air Cooler | 1 | PCE | Germany | [6 empty] | 1005 | S-1005-0002-C-23-3521-00204723-N | 2225 | 1570 | 100 | 325 | 245 | 135 | 281-162315-00 no.1/no.2 | 22932354 | 841861 | N | N
Polo | VDL Delmas GmbH Waermetauscher + Kuehlanlagen Berlin | TPFS | Advanced Seal Air Cooler | erweiterter Sperrluftkühler | Mounting set Unit23 | Montageset Unit23 | 3521 | 23MBH | Advanced Seal Air Cooler | 1 | PCE | Germany | [6 empty] | 1005 | S-1005-0002-C-23-3521-00204723-N | 2225 | 1570 | 10 | 325 | 245 | 135 | 281-162315-00 no.1/no.2 | 22932355 | 841861 | N | N
Polo | VDL Delmas GmbH Waermetauscher + Kuehlanlagen Berlin | TPFS | Advanced Compressor Cleaning System | Compresor avanzado sistema de limpieza | Advanced Compressor Cleaning System Unit23 | Compresor avanzado sistema de limpiezaUnidad23 | 3521 | 23MBA302 | GT Aux Advanced Compressor Cleaning Skid | 1 | PCE | Germany | [6 empty] | 1005 | S-1005-0003-A-23-3521-00204723-N | 2350 | 1750 | 1726 | 300 | 215 | 265 | 700-162361-01 Unit23 | 22056319 | 841199 | N | N
Polo | VDL Delmas GmbH Waermetauscher + Kuehlanlagen Berlin | TPFS | Advanced Compressor Cleaning System | Compresor avanzado sistema de limpieza | mounting plate 120x75x20 Unit23 | placa de montaje 120x75x20 Unidad23 | 3521 | 23MBA302 | GT Aux Advanced Compressor Cleaning Skid | 4 | PCE | Germany | [6 empty] | 1005 | S-1005-0003-A-23-3521-00204723-N | 2350 | 1750 | 20 | 300 | 215 | 265 | 700-162361-01 Unit23 | 22056320 | 841199 | N | N
Polo | VDL Delmas GmbH Waermetauscher + Kuehlanlagen Berlin | TPFS | Advanced Compressor Cleaning System | Compresor avanzado sistema de limpieza | anchor bolts FAZ16/25-A4 Unit23 | pernos de anclaje FAZ16/25-A4 Unidad23 | 3521 | 23MBA302 | GT Aux Advanced Compressor Cleaning Skid | 4 | PCE | Germany | [6 empty] | 1005 | S-1005-0003-A-23-3521-00204723-N | 2350 | 1750 | 4 | 300 | 215 | 265 | 700-162361-01 Unit23 | 22056321 | 841199 | N | N
Polo | Siemens AG PG IE SY BA Erl Erlangen | TPFI | Dust measurement system Dusthunter T100 |  | Dust measurement system Dusthunter T100 | Dust measurement system Dusthunter T100 | 8411 | 23C 308 | GT Control System Siemens | 1 | ST | Germany | 0044 |  |  |  |  | DUSTHUNTER T100 | 1007 | S-1007-0001-D-23-8411-AH038418-N | 103 | 53 | 53 | 100 | 90 | 115 | C-4010-01-ATV7 | 27468613 | 902710 | N | N
Polo | Siemens AG PG IE SY BA Erl Erlangen | TPFI | Gas analyzer and equipment |  | SP180-H incl. 1m sampling tube SP210/SP180 SS | SP180-H incl. 1m sampling tube SP210/SP180 SS | 8411 | 23C 308 | GT Control System Siemens | 1 | ST | Germany | 0044 |  |  |  |  | 07I3000 | 1007 | S-1007-0002-D-23-8411-AH038418-N | 122 | 64 | 18.5 | 140 | 80 | 110 | C-4010-01-ATV7 | 27468614 | 842139 | N | N
Polo | Siemens AG PG IE SY BA Erl Erlangen | TPFI | Gas analyzer and equipment |  | Emidate PC, Polo Energetico inkl. 24' Monitor | Emidate PC, Polo Energetico inkl. 24' Monitor | 8411 | 23C 308 | GT Control System Siemens | 1 | ST | Germany | 0044 |  |  |  |  | EMIDATE SERVER | 1007 | S-1007-0002-D-23-8411-AH038418-N | 122 | 64 | 7 | 140 | 80 | 110 | C-4010-01-ATV7 | 27468615 | 847141 | N | 5D992
Polo | Siemens AG PG IE SY BA Erl Erlangen | TPFI | Gas analyzer and equipment |  | Analizador de gases para la medida de 2 componentes por efecto de absorcion de infrarrojos y oxigeno, modelo Ultramat 23, con panel de indicacion y manejo local incluido, y con: Ejecucion: Bastidor de 19" para montaje en armario. Conexiones de gas: Tubo de 6 mm de diametro exterior. Sin bomba interna de aspiracion del gas. Convias de gas separadas para cada uno de los dos canales. Primer componente a medir: CO. Primer componente a medir: Margen de medida minimo: 0 a 150 mg/m3. Margen de medida maximo: 0 a 750 mg/m3. Con sensor de O2. Sin sensor H2S Alimentacion: 230 V.c.a., 50 Hz. Segundo componente a medir: NO. Margen de medida minimo para el segundo componente: 0 a 100 mg/m3. Margen de medida maximo: 0 a 750 mg/m3. documentacion y software en idioma ingles. | Ultramat 23 gas analyzer for measurement of 2 infrared Components and oxygen concentr. 19" plug-in unit for mounting in enclosures,gas connections 6mm stub, without internal sample gas pump, with seperate gas paths (2 Channels). 1st component to be measured:CO 1st component to be measured Min. measuring range: 0 to 150 mg/m3 Max. measuring range: 0 to 750 mg/m3 with O2-Sensor Without H2S-Sensor Power supply: AC 230 V, 50 Hz 2nd component to be measured: NO 2nd component to be measured Min. measuring range: 0 to 100 mg/m3 Max. measuring range: 0 to 750 mg/m3 100 mg SO2 not certified Operator's software and documentation in English Selection the conversion mg/m3 into ppm at 293K or 273K | 8411 | 23C 308 | GT Control System Siemens | 1 | ST | France | 0044 |  |  |  |  | 7MB2337-4AU16-3PT1-Z | 1007 | S-1007-0002-D-23-8411-AH038418-N | 122 | 64 | 19.5 | 140 | 80 | 110 | C-4010-01-ATV7 | 27468616 | 902710 | N | 3A991X
Polo | Siemens AG PG IE SY BA Erl Erlangen | TPFI | Gas analyzer and equipment |  | Analizador de gases para la medida de 1 componente por efecto de absorcion de infrarrojos y oxigeno, modelo Ultramat 23, con panel de indicacion y manejo local incluido, y con: Conex. de gas: tubo de 6 mm Ruta del gas: Viton; sin bomba de gas de muestra interna Componentes a medir: SO2 Menor rango de medida: 0 a 400 vpm Mayor rango de medida: 0 a 2000 mg/m3 Medicion de oxigeno: Sin sensor de 02 Sin sensor H2S Alimentacion auxiliar: 230 V AC, 50Hz . . Software y documentacion: en ingles Software para la conversion de mg/m3 a vpm en condiciones normales. (p= 1013h/Pa, 273K) | Ultramat 23 gas analyzer for 1 Component and oxygen measurement (option) 19" plug-in unit for mounting in enclosurrs, gas connections 6 mm stub, without internal sample gas pump. Component to be measured: SO2 Min. measuring range: 0 to 400 mg/m3 Max. measuring range: 0 to 2000 mg/m3 without O2-Sensor Without H2S-Sensor Power supply: AC 230 V, 50 Hz . . Operator's software and documentation in english Selection the conversion mg/m3 into ppm at 293K or 273K | 8411 | 23C 308 | GT Control System Siemens | 1 | ST | France | 0044 |  |  |  |  | 7MB2335-0NW06-3AA1-Z | 1007 | S-1007-0002-D-23-8411-AH038418-N | 122 | 64 | 19 | 140 | 80 | 110 | C-4010-01-ATV7 | 27468617 | 902710 | N | 3A991X
Polo | Siemens AG PG IE SY BA Erl Erlangen | TPFI | Heated analysis line Economy Series |  | Heated analysis line Economy Series | Heated analysis line Economy Series | 8411 | 23C 308 | GT Control System Siemens | 1 | ST | Germany | 0044 |  |  |  |  | BEBX8TKP+YA4WKSX8 | 1007 | S-1007-0003-D-23-8411-AH038418-N | 80 | 40 | 40 | 95 | 95 | 80 | C-4010-01-ATV7 | 27468618 | 851680 | N | N
Polo | EGE, spol. s r.o. Ceske Budejovice | TPES | Generator Neutral Point Enclosure 23BAA10 |  | CONNECTION LINK E-Cu 200x15-718 | Conexión de enlace Cu | 7604 | 23BAA202 | Generator Neutral Point Box | 4 | PCE | Czechia |  |  | AR1013-22BAA10-&ETC020-715510-2 |  |  |  | 1009 | S-1009-0001-C-23-7604-00261632-N | 722 | 342 | 57 | 250 | 120 | 184 | A1600188 | 22735026 | 853540 | N | N
Polo | EGE, spol. s r.o. Ceske Budejovice | TPES | Generator Neutral Point Enclosure 23BAA10 |  | CONNECTION LINK E-Cu 200x15-718 | Conexión de enlace Cu | 7604 | 23BAA202 | Generator Neutral Point Box | 4 | PCE | Czechia |  |  | AR1013-22BAA10-&ETC020-715510-3 |  |  |  | 1009 | S-1009-0001-C-23-7604-00261632-N | 722 | 342 | 57 | 250 | 120 | 184 | A1600188 | 22735027 | 853540 | N | N
Polo | EGE, spol. s r.o. Ceske Budejovice | TPES | Generator Neutral Point Enclosure 23BAA10 |  | CONNECTION LINK E-Cu 140x10-85 | Conexión de enlace Cu | 7604 | 23BAA202 | Generator Neutral Point Box | 4 | PCE | Czechia |  |  | AR1013-22BAA10-&ETC020-715510-4 |  |  |  | 1009 | S-1009-0001-C-23-7604-00261632-N | 722 | 342 | 5.32 | 250 | 120 | 184 | A1600188 | 22735028 | 853540 | N | N
Polo | EGE, spol. s r.o. Ceske Budejovice | TPES | Generator Neutral Point Enclosure 23BAA10 |  | EARTH CONNECTION AlMgSi0,5 100x15-225/120 | Conexión a tierra | 7604 | 23BAA202 | Generator Neutral Point Box | 1 | PCE | Czechia |  |  | AR1013-22BAA10-&ETC020-715510-6 |  |  |  | 1009 | S-1009-0001-C-23-7604-00261632-N | 722 | 342 | 1.3 | 250 | 120 | 184 | A1600188 | 22735029 | 853540 | N | N
Polo | EGE, spol. s r.o. Ceske Budejovice | TPES | Generator Neutral Point Enclosure 23BAA10 |  | EARTH CONNECTION AlMgSi0,5 100x15-155/120 | Conexión a tierra | 7604 | 23BAA202 | Generator Neutral Point Box | 1 | PCE | Czechia |  |  | AR1013-22BAA10-&ETC020-715510-7 |  |  |  | 1009 | S-1009-0001-C-23-7604-00261632-N | 722 | 342 | 1.01 | 250 | 120 | 184 | A1600188 | 22735030 | 853540 | N | N
Polo | EGE, spol. s r.o. Ceske Budejovice | TPES | Generator Neutral Point Enclosure 23BAA10 |  | SEALING EPDM 60x10-2202/950 | Junta | 7604 | 23BAA202 | Generator Neutral Point Box | 1 | PCE | Czechia |  |  | AR1013-22BAA10-&ETC020-715510-10 |  |  |  | 1009 | S-1009-0001-C-23-7604-00261632-N | 722 | 342 | 3.82 | 250 | 120 | 184 | A1600188 | 22735031 | 853540 | N | N
Polo | EGE, spol. s r.o. Ceske Budejovice | TPES | Generator Neutral Point Enclosure 23BAA10 |  | EXPANSION LINK E-Al 48x15-310 | Expansión del enlace | 7604 | 23BAA202 | Generator Neutral Point Box | 4 | PCE | Czechia | [6 empty] | 1009 | S-1009-0001-C-23-7604-00261632-N | 722 | 342 | 2.6 | 250 | 120 | 184 | A1600188 | 22735032 | 853540 | N | N
Polo | EGE, spol. s r.o. Ceske Budejovice | TPES | Generator Neutral Point Enclosure 23BAA10 |  | THERMOMETER JUMO 24-990-F02-4M | Termómetro | 7604 | 23BAA202 | Generator Neutral Point Box | 3 | PCE | Czechia | [6 empty] | 1009 | S-1009-0001-C-23-7604-00261632-N | 722 | 342 | 0.3 | 250 | 120 | 184 | A1600188 | 22735033 | 853540 | N | N
Polo | EGE, spol. s r.o. Ceske Budejovice | TPES | Generator Neutral Point Enclosure 23BAA10 |  | THERMOMETER CLAMP (3-C432-02) | Termómetro abrazadera | 7604 | 23BAA202 | Generator Neutral Point Box | 3 | PCE | Czechia | [6 empty] | 1009 | S-1009-0001-C-23-7604-00261632-N | 722 | 342 | 1.02 | 250 | 120 | 184 | A1600188 | 22735037 | 853540 | N | N
Polo | EGE, spol. s r.o. Ceske Budejovice | TPES | Generator Neutral Point Enclosure 23BAA10 |  | GREASE SHELL GADUS S2 V100 3 (1x400g) | Vaselina de contacto | 7604 | 23BAA202 | Generator Neutral Point Box | 1 | PCE | Czechia | [6 empty] | 1009 | S-1009-0001-C-23-7604-00261632-N | 722 | 342 | 0.4 | 250 | 120 | 184 | A1600188 | 22735038 | 271019 | N | N
Polo | EGE, spol. s r.o. Ceske Budejovice | TPES | Generator Neutral Point Enclosure 23BAA10 |  | WELDING WIRE DIN 1732: AlSi5: 3.2245: D 1,6 MM; EN ISO 18273: S AlSi5 / AlSi5(A): S AL 4043 / AL 4043(A): D 1,6 MM; SFA/AWS A 5.10: ER 4043: D1,6 MM | Alambre para soldar | 7604 | 23BAA202 | Generator Neutral Point Box | 7 | KGM | Czechia | [6 empty] | 1009 | S-1009-0001-C-23-7604-00261632-N | 722 | 342 | 7 | 250 | 120 | 184 | A1600188 | 22735023 | 853540 | N | N
Polo | EGE, spol. s r.o. Ceske Budejovice | TPES | Generator Neutral Point Enclosure 23BAA10 |  | SCREWED GLAND SKINTOP MS-M-XL32 | Cable de conexión | 7604 | 23BAA202 | Generator Neutral Point Box | 9 | PCE | Czechia | [6 empty] | 1009 | S-1009-0001-C-23-7604-00261632-N | 722 | 342 | 1.13 | 250 | 120 | 184 | A1600188 | 22735034 | 853540 | N | N
Polo | EGE, spol. s r.o. Ceske Budejovice | TPES | Generator Neutral Point Enclosure 23BAA10 |  | SCREWED GLAND SKINTOP MS-M-XL40 | Cable de conexión | 7604 | 23BAA202 | Generator Neutral Point Box | 1 | PCE | Czechia | [6 empty] | 1009 | S-1009-0001-C-23-7604-00261632-N | 722 | 342 | 0.13 | 250 | 120 | 184 | A1600188 | 22735035 | 853540 | N | N
Polo | EGE, spol. s r.o. Ceske Budejovice | TPES | Generator Neutral Point Enclosure 23BAA10 |  | INSULATING BUSH D01.15 | Manguito aislante | 7604 | 23BAA202 | Generator Neutral Point Box | 32 | PCE | Czechia | [6 empty] | 1009 | S-1009-0001-C-23-7604-00261632-N | 722 | 342 | 1.82 | 250 | 120 | 184 | A1600188 | 22735036 | 853540 | N | N
Polo | EGE, spol. s r.o. Ceske Budejovice | TPES | Generator Neutral Point Enclosure 23BAA10 |  | ADHESIVE LOXEAL 55-03 | Pegamento | 7604 | 23BAA202 | Generator Neutral Point Box | 1 | PCE | Czechia | [6 empty] | 1009 | S-1009-0001-C-23-7604-00261632-N | 722 | 342 | 0.08 | 250 | 120 | 184 | A1600188 | 22735039 | 350610 | N | N
Polo | EGE, spol. s r.o. Ceske Budejovice | TPES | Generator Neutral Point Enclosure 23BAA10 |  | HEXAGON HEAD SCREW M12x60 DIN 931 A2-70 | Tornillo | 7604 | 23BAA202 | Generator Neutral Point Box | 34 | PCE | Czechia | [6 empty] | 1009 | S-1009-0001-C-23-7604-00261632-N | 722 | 342 | 2.28 | 250 | 120 | 184 | A1600188 | 22735057 | 853540 | N | N
Polo | EGE, spol. s r.o. Ceske Budejovice | TPES | Generator Neutral Point Enclosure 23BAA10 |  | HEXAGON HEAD SCREW M12x65 DIN 931 A2-70 | Tornillo | 7604 | 23BAA202 | Generator Neutral Point Box | 13 | PCE | Czechia | [6 empty] | 1009 | S-1009-0001-C-23-7604-00261632-N | 722 | 342 | 0.91 | 250 | 120 | 184 | A1600188 | 22735058 | 853540 | N | N
Polo | EGE, spol. s r.o. Ceske Budejovice | TPES | Generator Neutral Point Enclosure 23BAA10 |  | HEXAGON HEAD SCREW M12x70 DIN 931 A2-70 | Tornillo | 7604 | 23BAA202 | Generator Neutral Point Box | 17 | PCE | Czechia | [6 empty] | 1009 | S-1009-0001-C-23-7604-00261632-N | 722 | 342 | 1.28 | 250 | 120 | 184 | A1600188 | 22735059 | 853540 | N | N
Polo | EGE, spol. s r.o. Ceske Budejovice | TPES | Generator Neutral Point Enclosure 23BAA10 |  | HEXAGON HEAD SCREW M12x75 DIN 931 A2-70 | Tornillo | 7604 | 23BAA202 | Generator Neutral Point Box | 5 | PCE | Czechia | [6 empty] | 1009 | S-1009-0001-C-23-7604-00261632-N | 722 | 342 | 0.39 | 250 | 120 | 184 | A1600188 | 22735060 | 853540 | N | N
Polo | EGE, spol. s r.o. Ceske Budejovice | TPES | Generator Neutral Point Enclosure 23BAA10 |  | HEXAGON HEAD SCREW M12x85 DIN 931 A2-70 | Tornillo | 7604 | 23BAA202 | Generator Neutral Point Box | 9 | PCE | Czechia | [6 empty] | 1009 | S-1009-0001-C-23-7604-00261632-N | 722 | 342 | 0.79 | 250 | 120 | 184 | A1600188 | 22735061 | 853540 | N | N
Polo | EGE, spol. s r.o. Ceske Budejovice | TPES | Generator Neutral Point Enclosure 23BAA10 |  | HEXAGON NUT M8 DIN 934 A2-70 | Tuerca | 7604 | 23BAA202 | Generator Neutral Point Box | 20 | PCE | Czechia | [6 empty] | 1009 | S-1009-0001-C-23-7604-00261632-N | 722 | 342 | 0.12 | 250 | 120 | 184 | A1600188 | 22735046 | 853540 | N | N
Polo | EGE, spol. s r.o. Ceske Budejovice | TPES | Generator Neutral Point Enclosure 23BAA10 |  | HEXAGON NUT M12 DIN 934 A2-70 | Tuerca | 7604 | 23BAA202 | Generator Neutral Point Box | 50 | PCE | Czechia | [6 empty] | 1009 | S-1009-0001-C-23-7604-00261632-N | 722 | 342 | 0.8 | 250 | 120 | 184 | A1600188 | 22735044 | 853540 | N | N
Polo | EGE, spol. s r.o. Ceske Budejovice | TPES | Generator Neutral Point Enclosure 23BAA10 |  | HEXAGON NUT M16 DIN 934 A2-70 | Tuerca | 7604 | 23BAA202 | Generator Neutral Point Box | 26 | PCE | Czechia | [6 empty] | 1009 | S-1009-0001-C-23-7604-00261632-N | 722 | 342 | 0.86 | 250 | 120 | 184 | A1600188 | 22735045 | 853540 | N | N
Polo | EGE, spol. s r.o. Ceske Budejovice | TPES | Generator Neutral Point Enclosure 23BAA10 |  | WASHER D8,4 DIN 125 A2 | Arandela | 7604 | 23BAA202 | Generator Neutral Point Box | 66 | PCE | Czechia | [6 empty] | 1009 | S-1009-0001-C-23-7604-00261632-N | 722 | 342 | 0.13 | 250 | 120 | 184 | A1600188 | 22735049 | 853540 | N | N
Polo | EGE, spol. s r.o. Ceske Budejovice | TPES | Generator Neutral Point Enclosure 23BAA10 |  | WASHER D13 DIN 125 A2 | Arandela | 7604 | 23BAA202 | Generator Neutral Point Box | 2 | PCE | Czechia | [6 empty] | 1009 | S-1009-0001-C-23-7604-00261632-N | 722 | 342 | 0.01 | 250 | 120 | 184 | A1600188 | 22735050 | 853540 | N | N
Polo | EGE, spol. s r.o. Ceske Budejovice | TPES | Generator Neutral Point Enclosure 23BAA10 |  | WASHER D17 DIN 125 A2 | Arandela | 7604 | 23BAA202 | Generator Neutral Point Box | 26 | PCE | Czechia | [6 empty] | 1009 | S-1009-0001-C-23-7604-00261632-N | 722 | 342 | 0.29 | 250 | 120 | 184 | A1600188 | 22735051 | 853540 | N | N
Polo | EGE, spol. s r.o. Ceske Budejovice | TPES | Generator Neutral Point Enclosure 23BAA10 |  | SPRING WASHER D8,1 DIN 127 A2 | Arandela alástica | 7604 | 23BAA202 | Generator Neutral Point Box | 46 | PCE | Czechia | [6 empty] | 1009 | S-1009-0001-C-23-7604-00261632-N | 722 | 342 | 0.07 | 250 | 120 | 184 | A1600188 | 22735053 | 853540 | N | N
Polo | EGE, spol. s r.o. Ceske Budejovice | TPES | Generator Neutral Point Enclosure 23BAA10 |  | SPRING WASHER D12,2 DIN 127 A2 | Arandela alástica | 7604 | 23BAA202 | Generator Neutral Point Box | 34 | PCE | Czechia | [6 empty] | 1009 | S-1009-0001-C-23-7604-00261632-N | 722 | 342 | 0.07 | 250 | 120 | 184 | A1600188 | 22735054 | 853540 | N | N
Polo | EGE, spol. s r.o. Ceske Budejovice | TPES | Generator Neutral Point Enclosure 23BAA10 |  | SPRING WASHER D16,2 DIN 127 A2 | Arandela alástica | 7604 | 23BAA202 | Generator Neutral Point Box | 26 | PCE | Czechia | [6 empty] | 1009 | S-1009-0001-C-23-7604-00261632-N | 722 | 342 | 0.16 | 250 | 120 | 184 | A1600188 | 22735055 | 853540 | N | N
Polo | EGE, spol. s r.o. Ceske Budejovice | TPES | Generator Neutral Point Enclosure 23BAA10 |  | HEXAGON HEAD SCREW M8x35 DIN 933 A2-70 | Tornillo | 7604 | 23BAA202 | Generator Neutral Point Box | 51 | PCE | Czechia | [6 empty] | 1009 | S-1009-0001-C-23-7604-00261632-N | 722 | 342 | 0.87 | 250 | 120 | 184 | A1600188 | 22735063 | 853540 | N | N
Polo | EGE, spol. s r.o. Ceske Budejovice | TPES | Generator Neutral Point Enclosure 23BAA10 |  | HEXAGON HEAD SCREW M12x35 DIN 933 A2-70 | Tornillo | 7604 | 23BAA202 | Generator Neutral Point Box | 8 | PCE | Czechia | [6 empty] | 1009 | S-1009-0001-C-23-7604-00261632-N | 722 | 342 | 0.33 | 250 | 120 | 184 | A1600188 | 22735064 | 853540 | N | N
Polo | EGE, spol. s r.o. Ceske Budejovice | TPES | Generator Neutral Point Enclosure 23BAA10 |  | WASHER D13 DIN 9021 A2 | Arandela | 7604 | 23BAA202 | Generator Neutral Point Box | 34 | PCE | Czechia | [6 empty] | 1009 | S-1009-0001-C-23-7604-00261632-N | 722 | 342 | 0.87 | 250 | 120 | 184 | A1600188 | 22735047 | 853540 | N | N
Polo | EGE, spol. s r.o. Ceske Budejovice | TPES | Generator Neutral Point Enclosure 23BAA10 |  | WASHER D13 DIN 7349 A2 | Arandela | 7604 | 23BAA202 | Generator Neutral Point Box | 17 | PCE | Czechia | [6 empty] | 1009 | S-1009-0001-C-23-7604-00261632-N | 722 | 342 | 0.49 | 250 | 120 | 184 | A1600188 | 22735052 | 853540 | N | N
Polo | EGE, spol. s r.o. Ceske Budejovice | TPES | Generator Neutral Point Enclosure 23BAA10 |  | HEXAGON HEAD SCREW M3x20 DIN 933 A2-70 | Tornillo | 7604 | 23BAA202 | Generator Neutral Point Box | 13 | PCE | Czechia | [6 empty] | 1009 | S-1009-0001-C-23-7604-00261632-N | 722 | 342 | 0.03 | 250 | 120 | 184 | A1600188 | 22735062 | 853540 | N | N
Polo | EGE, spol. s r.o. Ceske Budejovice | TPES | Generator Neutral Point Enclosure 23BAA10 |  | SPRING WASHER D8,4 DIN 6798 A2 | Arandela alástica | 7604 | 23BAA202 | Generator Neutral Point Box | 6 | PCE | Czechia | [6 empty] | 1009 | S-1009-0001-C-23-7604-00261632-N | 722 | 342 | 0.01 | 250 | 120 | 184 | A1600188 | 22735056 | 853540 | N | N
Polo | EGE, spol. s r.o. Ceske Budejovice | TPES | Generator Neutral Point Enclosure 23BAA10 |  | WASHER D13 DIN 6796 A2 | Arandela | 7604 | 23BAA202 | Generator Neutral Point Box | 98 | PCE | Czechia | [6 empty] | 1009 | S-1009-0001-C-23-7604-00261632-N | 722 | 342 | 1.27 | 250 | 120 | 184 | A1600188 | 22735048 | 853540 | N | N
Polo | EGE, spol. s r.o. Ceske Budejovice | TPES | Generator Neutral Point Enclosure 23BAA10 |  | SPONGE (ERECTION SPARES) | Esponja lavable | 7604 | 23BAA202 | Generator Neutral Point Box | 1 | PCE | Czechia | [6 empty] | 1009 | S-1009-0001-C-23-7604-00261632-N | 722 | 342 | 0.05 | 250 | 120 | 184 | A1600188 | 22735040 | 392690 | N | N
Polo | EGE, spol. s r.o. Ceske Budejovice | TPES | Generator Neutral Point Enclosure 23BAA10 |  | EMERY PAPER KP 150/10 (ERECTION SPARES) | Tela abrasiva | 7604 | 23BAA202 | Generator Neutral Point Box | 1 | MTR | Czechia | [6 empty] | 1009 | S-1009-0001-C-23-7604-00261632-N | 722 | 342 | 0.1 | 250 | 120 | 184 | A1600188 | 22735024 | 680520 | N | N
Polo | EGE, spol. s r.o. Ceske Budejovice | TPES | Generator Neutral Point Enclosure 23BAA10 |  | SAFETY GLASS D215/8 (ERECTION SPARES) | Vidrio de seguridad | 7604 | 23BAA202 | Generator Neutral Point Box | 1 | PCE | Czechia | [6 empty] | 1009 | S-1009-0001-C-23-7604-00261632-N | 722 | 342 | 1.14 | 250 | 120 | 184 | A1600188 | 22735041 | 900490 | N | N
Polo | EGE, spol. s r.o. Ceske Budejovice | TPES | Generator Neutral Point Enclosure 23BAA10 |  | THERMOMETER JUMO 24-990-F02-4M (ERECTION SPARES) | Termómetro | 7604 | 23BAA202 | Generator Neutral Point Box | 1 | PCE | Czechia | [6 empty] | 1009 | S-1009-0001-C-23-7604-00261632-N | 722 | 342 | 0.1 | 250 | 120 | 184 | A1600188 | 22735042 | 853540 | N | N
Polo | EGE, spol. s r.o. Ceske Budejovice | TPES | Generator Neutral Point Enclosure 23BAA10 |  | INSULATING BUSH D01.15 (ERECTION SPARES) | Manguito aislante | 7604 | 23BAA202 | Generator Neutral Point Box | 2 | PCE | Czechia | [6 empty] | 1009 | S-1009-0001-C-23-7604-00261632-N | 722 | 342 | 0.12 | 250 | 120 | 184 | A1600188 | 22735043 | 853540 | N | N
Polo | EGE, spol. s r.o. Ceske Budejovice | TPES | Generator Neutral Point Enclosure 23BAA10 |  | NEUTRAL POINT BOX | Caja de punto neutro | 7604 | 23BAA202 | Generator Neutral Point Box | 1 | PCE | Czechia |  |  | AR1013-22BAA10-&ETC020-715510-1 |  |  |  | 1009 | S-1009-0001-C-23-7604-00261632-N | 722 | 342 | 188.53 | 250 | 120 | 184 | A1600188 | 22735025 | 853540 | N | N
Polo | Siemens Gas and Power GmbH & Co. KG Erfurt | GENO | anclaje | anchorage | Rótula D49 ST | conical seat D49 | 3600 | 23MKA200 | GT Generator (Core) | 18 | PCE | Germany | [5 empty] | PE115664 | 1011 | S-1011-0001-A-23-3600-48837723-N | 631 | 467 | 3.6 | 140 | 120 | 106 | SIK040500334123 | 21427398 | 732690 | N | N
Polo | Siemens Gas and Power GmbH & Co. KG Erfurt | GENO | anclaje | anchorage | Arandela esférica C43 ST | sperical washer C43 | 3600 | 23MKA200 | GT Generator (Core) | 18 | PCE | Germany |  |  |  | MKGNS0966/ZZ10001056 |  | PE115665 | 1011 | S-1011-0001-A-23-3600-48837723-N | 631 | 467 | 3.6 | 140 | 120 | 106 | SIK040500334123 | 21427399 | 732690 | N | N
Polo | Siemens Gas and Power GmbH & Co. KG Erfurt | GENO | anclaje | anchorage | Placa de soporte primaria | PRIMARY BEARING PLATE | 3600 | 23MKA200 | GT Generator (Core) | 4 | PCE | Germany |  |  | 4-234137 |  |  | PE234137 | 1011 | S-1011-0001-A-23-3600-48837723-N | 631 | 467 | 96 | 140 | 120 | 106 | SIK040500334123 | 21427389 | 732690 | N | N
Polo | Siemens Gas and Power GmbH & Co. KG Erfurt | GENO | anclaje | anchorage | Chapa de apoyo inferior | SPACER PLATE | 3600 | 23MKA200 | GT Generator (Core) | 28 | PCE | Germany |  |  |  | MKMAN0000/ZZ00069439 |  | P0009454900 | 1011 | S-1011-0001-A-23-3600-48837723-N | 631 | 467 | 98 | 140 | 120 | 106 | SIK040500334123 | 21427390 | 732690 | N | N
Polo | Siemens Gas and Power GmbH & Co. KG Erfurt | GENO | anclaje | anchorage | Tornillo de anclaje M42*950*M8 | ANCHOR BOLT | 3600 | 23MKA200 | GT Generator (Core) | 18 | PCE | Germany |  |  |  | MKMAN0000/ZZ00001863 |  | P0007710300 | 1011 | S-1011-0001-A-23-3600-48837723-N | 631 | 467 | 180 | 140 | 120 | 106 | SIK040500334123 | 21427391 | 731815 | N | N
Polo | Siemens Gas and Power GmbH & Co. KG Erfurt | GENO | anclaje | anchorage | Arandela | WASHER | 3600 | 23MKA200 | GT Generator (Core) | 18 | PCE | Germany |  |  |  | MKMAN0000/ZZ00054907 |  | P0007624800 | 1011 | S-1011-0001-A-23-3600-48837723-N | 631 | 467 | 16.2 | 140 | 120 | 106 | SIK040500334123 | 21427392 | 732690 | N | N
Polo | Siemens Gas and Power GmbH & Co. KG Erfurt | GENO | anclaje | anchorage | Tuerca hexagonal M42 8 | HEXAGON NUT M42 8 | 3600 | 23MKA200 | GT Generator (Core) | 54 | PCE | Germany |  |  |  | MKMAN0000/ZZ10002279 |  | PE108241 | 1011 | S-1011-0001-A-23-3600-48837723-N | 631 | 467 | 35.208 | 140 | 120 | 106 | SIK040500334123 | 21427393 | 731816 | N | N
Polo | Siemens Gas and Power GmbH & Co. KG Erfurt | GENO | anclaje | anchorage | Husillo roscado | SET SCREW | 3600 | 23MKA200 | GT Generator (Core) | 28 | PCE | Germany |  |  | DPPPG-70019473 | MKMAN0000/ZZ00023655 |  | P0009454700 | 1011 | S-1011-0001-A-23-3600-48837723-N | 631 | 467 | 14.7 | 140 | 120 | 106 | SIK040500334123 | 21427394 | 731815 | N | N
Polo | Siemens Gas and Power GmbH & Co. KG Erfurt | GENO | anclaje | anchorage | placa de teflon | teflon plate 2x400x400 | 3600 | 23MKA200 | GT Generator (Core) | 4 | PCE | Germany | [5 empty] | PE455115 | 1011 | S-1011-0001-A-23-3600-48837723-N | 631 | 467 | 0.8 | 140 | 120 | 106 | SIK040500334123 | 21427395 | 392690 | N | N
Polo | Siemens Gas and Power GmbH & Co. KG Erfurt | GENO | anclaje | anchorage | Junta de estanqueidad Denso ANCHURA 100 | sealing strip | 3600 | 23MKA200 | GT Generator (Core) | 18 | PCE | Germany |  |  |  | MKMAN0000/ZZ00100313 |  | PE104417 | 1011 | S-1011-0001-A-23-3600-48837723-N | 631 | 467 | 18 | 140 | 120 | 106 | SIK040500334123 | 21427396 | 391910 | N | N
Polo | Siemens Gas and Power GmbH & Co. KG Erfurt | GENO | anclaje | anchorage | Tornillo de cabeza hexagonal | HEXAGON HEAD SCREW | 3600 | 23MKA200 | GT Generator (Core) | 12 | PCE | Germany |  |  |  | MKMAN0000/ZZ00057849 |  | PE105889 | 1011 | S-1011-0001-A-23-3600-48837723-N | 631 | 467 | 0.892 | 140 | 120 | 106 | SIK040500334123 | 21427397 | 731815 | N | N
Polo | AKB Antriebstechnik GmbH Selmsdorf | TPFS | Turning Gear | Turning Gear | Turning Gear | Turning Gear | 3521 | 23MBK302 | GT Aux Turning Gear | 1 | PCE | Germany | [5 empty] | 130122 | 1013 | S-1013-0001-A-23-3521-00247608-N | 271 | 204.5 | 202 | 120 | 80 | 85 | SIK980000128927 | 27179154 |  | N | N
Polo | AKB Antriebstechnik GmbH Selmsdorf | TPFS | Turning Gear | Turning Gear | Assembly Kit/ Reserve | Assembly Kit/ Reserve | 3521 | 23MBK302 | GT Aux Turning Gear | 1 | SET | Germany | [6 empty] | 1013 | S-1013-0001-A-23-3521-00247608-N | 271 | 204.5 | 2.5 | 120 | 80 | 85 | SIK980000128927 | 27179153 |  | N | N
Polo | ROBA Piping Projects GmbH Obernburg | TPPL | Fuel Gas |  | CARRETE DE TUBERÍA PREFABRICADO DN 250, 1.4571 | PREFABRICATED PIPE SPOOL DN 250, 1.4571 | 3542 | 23MB 303 | GT Piping | 1 | PCE | Germany |  | MBP22BR001 1/2 |  | Fuel Gas |  |  | 1015 | S-1015-0001-A-23-3542-01204305-N | 2150 | 1450 | 100 | 479 | 197 | 137 | SIK980000134232/6196 Unit 23 | 27582129 | 730890 | N | N
Polo | ROBA Piping Projects GmbH Obernburg | TPPL | Fuel Gas |  | Junta de estanqueidad, Cobre, 1/2", 26 x 21 x 1,5 mm | Gasket Ring, Copper, 1/2", 26 x 21 x 1,5 mm | 3542 | 23MB 303 | GT Piping | 1 | PCE | Germany |  | MBP22BR001 1/2 |  | Fuel Gas |  |  | 1015 | S-1015-0001-A-23-3542-01204305-N | 2150 | 1450 | 0.1 | 479 | 197 | 137 | SIK980000134232/6196 Unit 23 | 27582121 | 730890 | N | N
Polo | ROBA Piping Projects GmbH Obernburg | TPPL | Fuel Gas |  | Perno hexagonal, AD-W2, A 2 - 70, M 30, M 30 x 125 | Hexagon Bolt, AD-W2, A 2 - 70, M 30, M 30 x 125 | 3542 | 23MB 303 | GT Piping | 24 | PCE | Germany |  | MBP22BR001 2/2 |  | Fuel Gas |  |  | 1015 | S-1015-0001-A-23-3542-01204305-N | 2150 | 1450 | 4.8 | 479 | 197 | 137 | SIK980000134232/6196 Unit 23 | 27582120 | 730890 | N | N
Polo | ROBA Piping Projects GmbH Obernburg | TPPL | Fuel Gas |  | Perno hexagonal, AD-W2, A 2 - 70, M 30, M 30 x 135 | Hexagon Bolt, AD-W2, A 2 - 70, M 30, M 30 x 135 | 3542 | 23MB 303 | GT Piping | 12 | PCE | Germany |  | MBP22BR001 2/2 |  | Fuel Gas |  |  | 1015 | S-1015-0001-A-23-3542-01204305-N | 2150 | 1450 | 2.4 | 479 | 197 | 137 | SIK980000134232/6196 Unit 23 | 27582119 | 730890 | N | N
Polo | ROBA Piping Projects GmbH Obernburg | TPPL | Fuel Gas |  | Perno hexagonal, AD-W2, A 2 - 70, M 30 | Hexagon Nut, AD-W2, A 2 - 70, M 30 | 3542 | 23MB 303 | GT Piping | 12 | PCE | Germany |  | MBP22BR001 2/2 |  | Fuel Gas |  |  | 1015 | S-1015-0001-A-23-3542-01204305-N | 2150 | 1450 | 1.2 | 479 | 197 | 137 | SIK980000134232/6196 Unit 23 | 27582118 | 730890 | N | N
Polo | ROBA Piping Projects GmbH Obernburg | TPPL | Fuel Gas |  | Perno hexagonal, AD-W2, A 2 - 70, M 30 | Hexagon Nut, AD-W2, A 2 - 70, M 30 | 3542 | 23MB 303 | GT Piping | 24 | PCE | Germany |  | MBP22BR001 2/2 |  | Fuel Gas |  |  | 1015 | S-1015-0001-A-23-3542-01204305-N | 2150 | 1450 | 2.4 | 479 | 197 | 137 | SIK980000134232/6196 Unit 23 | 27582117 | 730890 | N | N
Polo | ROBA Piping Projects GmbH Obernburg | TPPL | Fuel Gas |  | Arandela de retención, Forma A, Acero inoxidable, M 30, 31,4 x 47,0 x 6,8 mm | Locking Washer, Form A, Stainless steel, M 30, 31,4 x 47,0 x 6,8 mm | 3542 | 23MB 303 | GT Piping | 48 | PR | Germany |  | MBP22BR001 2/2 |  | Fuel Gas |  |  | 1015 | S-1015-0001-A-23-3542-01204305-N | 2150 | 1450 | 4.8 | 479 | 197 | 137 | SIK980000134232/6196 Unit 23 | 27582053 | 730890 | N | N
Polo | ROBA Piping Projects GmbH Obernburg | TPPL | Fuel Gas |  | Arandela de retención, Forma A, Acero inoxidable, M 30, 31,4 x 47,0 x 6,8 mm | Locking Washer, Form A, Stainless steel, M 30, 31,4 x 47,0 x 6,8 mm | 3542 | 23MB 303 | GT Piping | 24 | PR | Germany |  | MBP22BR001 2/2 |  | Fuel Gas |  |  | 1015 | S-1015-0001-A-23-3542-01204305-N | 2150 | 1450 | 2.4 | 479 | 197 | 137 | SIK980000134232/6196 Unit 23 | 27582062 | 730890 | N | N
Polo | ROBA Piping Projects GmbH Obernburg | TPPL | Fuel Gas |  | Junta tórica, Vitón (80 mm), DN 250, 273,0 x 6,3 | O-Ring, Viton (80 Shore), DN 250, 273,0 x 6,3 | 3542 | 23MB 303 | GT Piping | 4 | PCE | Germany |  | MBP22BR001 2/2 |  | Fuel Gas |  |  | 1015 | S-1015-0001-A-23-3542-01204305-N | 2150 | 1450 | 0.4 | 479 | 197 | 137 | SIK980000134232/6196 Unit 23 | 27582116 | 730890 | N | N
Polo | ROBA Piping Projects GmbH Obernburg | TPPL | Fuel Gas |  | Arandela de montaje, según ZEP004-MBP-MTB030-384755, 1.4571, DN 250, Ø 364 x 10 mm | Assembly Washer, acc. ZEP004-MBP-MTB030-384755, 1.4571, DN 250, Ø 364 x 10 mm | 3542 | 23MB 303 | GT Piping | 1 | PCE | Germany |  | MBP22BR001 2/2 |  | Fuel Gas |  |  | 1015 | S-1015-0001-A-23-3542-01204305-N | 2150 | 1450 | 5 | 479 | 197 | 137 | SIK980000134232/6196 Unit 23 | 27582115 | 730890 | N | N
Polo | ROBA Piping Projects GmbH Obernburg | TPPL | Fuel Gas |  | Flujómetro, según DPSLV-00000162 Rev. D, 1.4571, DN 250, Art. 6 (ZGK035); | Flow Meter, acc. DPSLV-00000162 Rev. D, 1.4571, DN 250, Item 6 (ZGK035); | 3542 | 23MB 303 | GT Piping | 1 | PCE | Germany |  | MBP22BR001 2/2 / MBP32CF101 |  | Fuel Gas |  |  | 1015 | S-1015-0001-A-23-3542-01204305-N | 2150 | 1450 | 250 | 479 | 197 | 137 | SIK980000134232/6196 Unit 23 | 27582114 | 730890 | N | N
Polo | ROBA Piping Projects GmbH Obernburg | TPPL | Fuel Gas |  | CARRETE DE TUBERÍA PREFABRICADO DN 250, 1.4571 | PREFABRICATED PIPE SPOOL DN 250, 1.4571 | 3542 | 23MB 303 | GT Piping | 1 | PCE | Germany |  | MBP22BR001 2/2 |  | Fuel Gas |  |  | 1015 | S-1015-0001-A-23-3542-01204305-N | 2150 | 1450 | 100 | 479 | 197 | 137 | SIK980000134232/6196 Unit 23 | 27582128 | 730890 | N | N
Polo | ROBA Piping Projects GmbH Obernburg | TPPL | Fuel Gas |  | Perno hexagonal, AD-W2, A 2 - 70, M 12, M 12 x 60 | Hexagon Bolt, AD-W2, A 2 - 70, M 12, M 12 x 60 | 3542 | 23MB 303 | GT Piping | 4 | PCE | Germany |  | MBP23BR001 1/2 |  | Fuel Gas |  |  | 1015 | S-1015-0001-A-23-3542-01204305-N | 2150 | 1450 | 0.8 | 479 | 197 | 137 | SIK980000134232/6196 Unit 23 | 27582113 | 730890 | N | N
Polo | ROBA Piping Projects GmbH Obernburg | TPPL | Fuel Gas |  | Perno hexagonal, AD-W2, A 2 - 70, M 20, M 20 x 85 | Hexagon Bolt, AD-W2, A 2 - 70, M 20, M 20 x 85 | 3542 | 23MB 303 | GT Piping | 8 | PCE | Germany |  | MBP23BR001 1/2 |  | Fuel Gas |  |  | 1015 | S-1015-0001-A-23-3542-01204305-N | 2150 | 1450 | 1.6 | 479 | 197 | 137 | SIK980000134232/6196 Unit 23 | 27582112 | 730890 | N | N
Polo | ROBA Piping Projects GmbH Obernburg | TPPL | Fuel Gas |  | Perno hexagonal, AD-W2, A 2 - 70, M 12 | Hexagon Nut, AD-W2, A 2 - 70, M 12 | 3542 | 23MB 303 | GT Piping | 4 | PCE | Germany |  | MBP23BR001 1/2 |  | Fuel Gas |  |  | 1015 | S-1015-0001-A-23-3542-01204305-N | 2150 | 1450 | 0.4 | 479 | 197 | 137 | SIK980000134232/6196 Unit 23 | 27582111 | 730890 | N | N
Polo | ROBA Piping Projects GmbH Obernburg | TPPL | Fuel Gas |  | Perno hexagonal, AD-W2, A 2 - 70, M 20 | Hexagon Nut, AD-W2, A 2 - 70, M 20 | 3542 | 23MB 303 | GT Piping | 8 | PCE | Germany |  | MBP23BR001 1/2 |  | Fuel Gas |  |  | 1015 | S-1015-0001-A-23-3542-01204305-N | 2150 | 1450 | 0.8 | 479 | 197 | 137 | SIK980000134232/6196 Unit 23 | 27582110 | 730890 | N | N
Polo | ROBA Piping Projects GmbH Obernburg | TPPL | Fuel Gas |  | Arandela de retención, Forma A, Acero inoxidable, M 12, 13,0 x 19,5 x 2,2 mm | Locking Washer, Form A, Stainless steel, M 12, 13,0 x 19,5 x 2,2 mm | 3542 | 23MB 303 | GT Piping | 8 | PR | Germany |  | MBP23BR001 1/2 |  | Fuel Gas |  |  | 1015 | S-1015-0001-A-23-3542-01204305-N | 2150 | 1450 | 0.8 | 479 | 197 | 137 | SIK980000134232/6196 Unit 23 | 27582061 | 730890 | N | N
Polo | ROBA Piping Projects GmbH Obernburg | TPPL | Fuel Gas |  | Arandela de retención, Forma A, Acero inoxidable, M 20, 21,4 x 30,7 x 3,2 mm | Locking Washer, Form A, Stainless steel, M 20, 21,4 x 30,7 x 3,2 mm | 3542 | 23MB 303 | GT Piping | 16 | PR | Germany |  | MBP23BR001 1/2 |  | Fuel Gas |  |  | 1015 | S-1015-0001-A-23-3542-01204305-N | 2150 | 1450 | 1.6 | 479 | 197 | 137 | SIK980000134232/6196 Unit 23 | 27582060 | 730890 | N | N
Polo | ROBA Piping Projects GmbH Obernburg | TPPL | Fuel Gas |  | Junta tórica, Vitón (80 mm), DN 25, 36,5 x 2,65 | O-Ring, Viton (80 Shore), DN 25, 36,5 x 2,65 | 3542 | 23MB 303 | GT Piping | 1 | PCE | Germany |  | MBP23BR001 1/2 |  | Fuel Gas |  |  | 1015 | S-1015-0001-A-23-3542-01204305-N | 2150 | 1450 | 0.1 | 479 | 197 | 137 | SIK980000134232/6196 Unit 23 | 27582109 | 730890 | N | N
Polo | ROBA Piping Projects GmbH Obernburg | TPPL | Fuel Gas |  | Junta tórica, Vitón (80 mm), DN 50, 63,0 x 3,55 | O-Ring, Viton (80 Shore), DN 50, 63,0 x 3,55 | 3542 | 23MB 303 | GT Piping | 1 | PCE | Germany |  | MBP23BR001 1/2 |  | Fuel Gas |  |  | 1015 | S-1015-0001-A-23-3542-01204305-N | 2150 | 1450 | 0.1 | 479 | 197 | 137 | SIK980000134232/6196 Unit 23 | 27582108 | 730890 | N | N
Polo | ROBA Piping Projects GmbH Obernburg | TPPL | Fuel Gas |  | Junta tórica, Vitón (80 mm), DN 65, 80,0 x 3,55 | O-Ring, Viton (80 Shore), DN 65, 80,0 x 3,55 | 3542 | 23MB 303 | GT Piping | 1 | PCE | Germany |  | MBP23BR001 1/2 |  | Fuel Gas |  |  | 1015 | S-1015-0001-A-23-3542-01204305-N | 2150 | 1450 | 0.1 | 479 | 197 | 137 | SIK980000134232/6196 Unit 23 | 27582107 | 730890 | N | N
Polo | ROBA Piping Projects GmbH Obernburg | TPPL | Fuel Gas |  | Junta de estanqueidad, Cobre, 1/2", 26 x 21 x 1,5 mm | Gasket Ring, Copper, 1/2", 26 x 21 x 1,5 mm | 3542 | 23MB 303 | GT Piping | 1 | PCE | Germany |  | MBP23BR001 1/2 |  | Fuel Gas |  |  | 1015 | S-1015-0001-A-23-3542-01204305-N | 2150 | 1450 | 0.1 | 479 | 197 | 137 | SIK980000134232/6196 Unit 23 | 27582106 | 730890 | N | N
Polo | ROBA Piping Projects GmbH Obernburg | TPPL | Fuel Gas |  | CARRETE DE TUBERÍA PREFABRICADO DN 65, 1.4571 | PREFABRICATED PIPE SPOOL DN 65, 1.4571 | 3542 | 23MB 303 | GT Piping | 1 | PCE | Germany |  | MBP23BR001 1/2 |  | Fuel Gas |  |  | 1015 | S-1015-0001-A-23-3542-01204305-N | 2150 | 1450 | 100 | 479 | 197 | 137 | SIK980000134232/6196 Unit 23 | 27582127 | 730890 | N | N
Polo | ROBA Piping Projects GmbH Obernburg | TPPL | Fuel Gas |  | Perno hexagonal, AD-W2, A 2 - 70, M 16, M 16 x 75 | Hexagon Bolt, AD-W2, A 2 - 70, M 16, M 16 x 75 | 3542 | 23MB 303 | GT Piping | 16 | PCE | Germany |  | MBP23BR001 2/2 |  | Fuel Gas |  |  | 1015 | S-1015-0001-A-23-3542-01204305-N | 2150 | 1450 | 3.2 | 479 | 197 | 137 | SIK980000134232/6196 Unit 23 | 27582105 | 730890 | N | N
Polo | ROBA Piping Projects GmbH Obernburg | TPPL | Fuel Gas |  | Perno hexagonal, AD-W2, A 2 - 70, M 16, M 16 x 85 | Hexagon Bolt, AD-W2, A 2 - 70, M 16, M 16 x 85 | 3542 | 23MB 303 | GT Piping | 8 | PCE | Germany |  | MBP23BR001 2/2 |  | Fuel Gas |  |  | 1015 | S-1015-0001-A-23-3542-01204305-N | 2150 | 1450 | 1.6 | 479 | 197 | 137 | SIK980000134232/6196 Unit 23 | 27582104 | 730890 | N | N
Polo | ROBA Piping Projects GmbH Obernburg | TPPL | Fuel Gas |  | Perno hexagonal, AD-W2, A 2 - 70, M 16 | Hexagon Nut, AD-W2, A 2 - 70, M 16 | 3542 | 23MB 303 | GT Piping | 24 | PCE | Germany |  | MBP23BR001 2/2 |  | Fuel Gas |  |  | 1015 | S-1015-0001-A-23-3542-01204305-N | 2150 | 1450 | 2.4 | 479 | 197 | 137 | SIK980000134232/6196 Unit 23 | 27582103 | 730890 | N | N
Polo | ROBA Piping Projects GmbH Obernburg | TPPL | Fuel Gas |  | Arandela de retención, Forma A, Acero inoxidable, M 16, 17,0 x 25,4 x 3,2 mm | Locking Washer, Form A, Stainless steel, M 16, 17,0 x 25,4 x 3,2 mm | 3542 | 23MB 303 | GT Piping | 48 | PR | Germany |  | MBP23BR001 2/2 |  | Fuel Gas |  |  | 1015 | S-1015-0001-A-23-3542-01204305-N | 2150 | 1450 | 4.8 | 479 | 197 | 137 | SIK980000134232/6196 Unit 23 | 27582059 | 730890 | N | N
Polo | ROBA Piping Projects GmbH Obernburg | TPPL | Fuel Gas |  | Junta tórica, Vitón (80 mm), DN 65, 80,0 x 3,55 | O-Ring, Viton (80 Shore), DN 65, 80,0 x 3,55 | 3542 | 23MB 303 | GT Piping | 4 | PCE | Germany |  | MBP23BR001 2/2 |  | Fuel Gas |  |  | 1015 | S-1015-0001-A-23-3542-01204305-N | 2150 | 1450 | 0.4 | 479 | 197 | 137 | SIK980000134232/6196 Unit 23 | 27582102 | 730890 | N | N
Polo | ROBA Piping Projects GmbH Obernburg | TPPL | Fuel Gas |  | Arandela de montaje, según ZEP004-MBP-MTB030-384755, 1.4571, DN 65, Ø 138 x 10 mm | Assembly Washer, acc. ZEP004-MBP-MTB030-384755, 1.4571, DN 65, Ø 138 x 10 mm | 3542 | 23MB 303 | GT Piping | 1 | PCE | Germany |  | MBP23BR001 2/2 |  | Fuel Gas |  |  | 1015 | S-1015-0001-A-23-3542-01204305-N | 2150 | 1450 | 2 | 479 | 197 | 137 | SIK980000134232/6196 Unit 23 | 27582101 | 730890 | N | N
Polo | ROBA Piping Projects GmbH Obernburg | TPPL | Fuel Gas |  | Flujómetro, según DPSLV-00000162 Rev. D, 1.4571, DN 65, Art. 4 (ZGK035); | Flow Meter, acc. DPSLV-00000162 Rev. D, 1.4571, DN 65, Item 4 (ZGK035); | 3542 | 23MB 303 | GT Piping | 1 | PCE | Germany |  | MBP23BR001 2/2 / MBP33CF101 |  | Fuel Gas |  |  | 1015 | S-1015-0001-A-23-3542-01204305-N | 2150 | 1450 | 65 | 479 | 197 | 137 | SIK980000134232/6196 Unit 23 | 27582100 | 730890 | N | N
Polo | ROBA Piping Projects GmbH Obernburg | TPPL | Fuel Gas |  | Perno hexagonal, AD-W2, A 2 - 50, M 33, M 33 x 140 | Hexagon Bolt, AD-W2, A 2 - 50, M 33, M 33 x 140 | 3542 | 23MB 303 | GT Piping | 1 | PCE | Germany |  | ASP |  | Fuel Gas |  |  | 1015 | S-1015-0001-A-23-3542-01204305-N | 2150 | 1450 | 0.2 | 479 | 197 | 137 | SIK980000134232/6196 Unit 23 | 27582099 | 730890 | N | N
Polo | ROBA Piping Projects GmbH Obernburg | TPPL | Fuel Gas |  | Perno hexagonal, AD-W2, A 2 - 70, M 12, M 12 x 60 | Hexagon Bolt, AD-W2, A 2 - 70, M 12, M 12 x 60 | 3542 | 23MB 303 | GT Piping | 1 | PCE | Germany |  | ASP |  | Fuel Gas |  |  | 1015 | S-1015-0001-A-23-3542-01204305-N | 2150 | 1450 | 0.2 | 479 | 197 | 137 | SIK980000134232/6196 Unit 23 | 27582098 | 730890 | N | N
Polo | ROBA Piping Projects GmbH Obernburg | TPPL | Fuel Gas |  | Perno hexagonal, AD-W2, A 2 - 70, M 16, M 16 x 75 | Hexagon Bolt, AD-W2, A 2 - 70, M 16, M 16 x 75 | 3542 | 23MB 303 | GT Piping | 2 | PCE | Germany |  | ASP |  | Fuel Gas |  |  | 1015 | S-1015-0001-A-23-3542-01204305-N | 2150 | 1450 | 0.4 | 479 | 197 | 137 | SIK980000134232/6196 Unit 23 | 27582097 | 730890 | N | N
Polo | ROBA Piping Projects GmbH Obernburg | TPPL | Fuel Gas |  | CARRETE DE TUBERÍA PREFABRICADO DN 65, 1.4571 | PREFABRICATED PIPE SPOOL DN 65, 1.4571 | 3542 | 23MB 303 | GT Piping | 1 | PCE | Germany |  | MBP23BR001 2/2 |  | Fuel Gas |  |  | 1015 | S-1015-0001-A-23-3542-01204305-N | 2150 | 1450 | 100 | 479 | 197 | 137 | SIK980000134232/6196 Unit 23 | 27582126 | 730890 | N | N
Polo | ROBA Piping Projects GmbH Obernburg | TPPL | Fuel Gas |  | Perno hexagonal, AD-W2, A 2 - 70, M 16, M 16 x 85 | Hexagon Bolt, AD-W2, A 2 - 70, M 16, M 16 x 85 | 3542 | 23MB 303 | GT Piping | 1 | PCE | Germany |  | ASP |  | Fuel Gas |  |  | 1015 | S-1015-0001-A-23-3542-01204305-N | 2150 | 1450 | 0.2 | 479 | 197 | 137 | SIK980000134232/6196 Unit 23 | 27582096 | 730890 | N | N
Polo | ROBA Piping Projects GmbH Obernburg | TPPL | Fuel Gas |  | Perno hexagonal, AD-W2, A 2 - 70, M 20, M 20 x 90 | Hexagon Bolt, AD-W2, A 2 - 70, M 20, M 20 x 90 | 3542 | 23MB 303 | GT Piping | 1 | PCE | Germany |  | ASP |  | Fuel Gas |  |  | 1015 | S-1015-0001-A-23-3542-01204305-N | 2150 | 1450 | 0.2 | 479 | 197 | 137 | SIK980000134232/6196 Unit 23 | 27582095 | 730890 | N | N
Polo | ROBA Piping Projects GmbH Obernburg | TPPL | Fuel Gas |  | Perno hexagonal, AD-W2, A 2 - 70, M 30, M 30 x 125 | Hexagon Bolt, AD-W2, A 2 - 70, M 30, M 30 x 125 | 3542 | 23MB 303 | GT Piping | 3 | PCE | Germany |  | ASP |  | Fuel Gas |  |  | 1015 | S-1015-0001-A-23-3542-01204305-N | 2150 | 1450 | 0.6 | 479 | 197 | 137 | SIK980000134232/6196 Unit 23 | 27582094 | 730890 | N | N
Polo | ROBA Piping Projects GmbH Obernburg | TPPL | Fuel Gas |  | Perno hexagonal, AD-W2, A 2 - 70, M 30, M 30 x 135 | Hexagon Bolt, AD-W2, A 2 - 70, M 30, M 30 x 135 | 3542 | 23MB 303 | GT Piping | 1 | PCE | Germany |  | ASP |  | Fuel Gas |  |  | 1015 | S-1015-0001-A-23-3542-01204305-N | 2150 | 1450 | 0.2 | 479 | 197 | 137 | SIK980000134232/6196 Unit 23 | 27582093 | 730890 | N | N
Polo | ROBA Piping Projects GmbH Obernburg | TPPL | Fuel Gas |  | Perno hexagonal, AD-W2, A 2 - 70, M 12 | Hexagon Nut, AD-W2, A 2 - 70, M 12 | 3542 | 23MB 303 | GT Piping | 1 | PCE | Germany |  | ASP |  | Fuel Gas |  |  | 1015 | S-1015-0001-A-23-3542-01204305-N | 2150 | 1450 | 0.1 | 479 | 197 | 137 | SIK980000134232/6196 Unit 23 | 27582092 | 730890 | N | N
Polo | ROBA Piping Projects GmbH Obernburg | TPPL | Fuel Gas |  | Perno hexagonal, AD-W2, A 2 - 70, M 16 | Hexagon Nut, AD-W2, A 2 - 70, M 16 | 3542 | 23MB 303 | GT Piping | 3 | PCE | Germany |  | ASP |  | Fuel Gas |  |  | 1015 | S-1015-0001-A-23-3542-01204305-N | 2150 | 1450 | 0.3 | 479 | 197 | 137 | SIK980000134232/6196 Unit 23 | 27582091 | 730890 | N | N
Polo | ROBA Piping Projects GmbH Obernburg | TPPL | Fuel Gas |  | Perno hexagonal, AD-W2, A 2 - 70, M 20 | Hexagon Nut, AD-W2, A 2 - 70, M 20 | 3542 | 23MB 303 | GT Piping | 1 | PCE | Germany |  | ASP |  | Fuel Gas |  |  | 1015 | S-1015-0001-A-23-3542-01204305-N | 2150 | 1450 | 0.1 | 479 | 197 | 137 | SIK980000134232/6196 Unit 23 | 27582090 | 730890 | N | N
Polo | ROBA Piping Projects GmbH Obernburg | TPPL | Fuel Gas |  | Perno hexagonal, AD-W2, A 2 - 70, M 30 | Hexagon Nut, AD-W2, A 2 - 70, M 30 | 3542 | 23MB 303 | GT Piping | 4 | PCE | Germany |  | ASP |  | Fuel Gas |  |  | 1015 | S-1015-0001-A-23-3542-01204305-N | 2150 | 1450 | 0.4 | 479 | 197 | 137 | SIK980000134232/6196 Unit 23 | 27582089 | 730890 | N | N
Polo | ROBA Piping Projects GmbH Obernburg | TPPL | Fuel Gas |  | Perno hexagonal, AD-W2, A 2 - 70, M 33 | Hexagon Nut, AD-W2, A 2 - 70, M 33 | 3542 | 23MB 303 | GT Piping | 2 | PCE | Germany |  | ASP |  | Fuel Gas |  |  | 1015 | S-1015-0001-A-23-3542-01204305-N | 2150 | 1450 | 0.2 | 479 | 197 | 137 | SIK980000134232/6196 Unit 23 | 27582088 | 730890 | N | N
Polo | ROBA Piping Projects GmbH Obernburg | TPPL | Fuel Gas |  | Arandela de retención, Forma A, Acero inoxidable, M 12, 13,0 x 19,5 x 2,2 mm | Locking Washer, Form A, Stainless steel, M 12, 13,0 x 19,5 x 2,2 mm | 3542 | 23MB 303 | GT Piping | 2 | PR | Germany |  | ASP |  | Fuel Gas |  |  | 1015 | S-1015-0001-A-23-3542-01204305-N | 2150 | 1450 | 0.2 | 479 | 197 | 137 | SIK980000134232/6196 Unit 23 | 27582058 | 730890 | N | N
Polo | ROBA Piping Projects GmbH Obernburg | TPPL | Fuel Gas |  | Perno hexagonal, AD-W2, A 2 - 50, M 33, M 33 x 140 | Hexagon Bolt, AD-W2, A 2 - 50, M 33, M 33 x 140 | 3542 | 23MB 303 | GT Piping | 12 | PCE | Germany |  | MBP22BR001 1/2 |  | Fuel Gas |  |  | 1015 | S-1015-0001-A-23-3542-01204305-N | 2150 | 1450 | 2.4 | 479 | 197 | 137 | SIK980000134232/6196 Unit 23 | 27582125 | 730890 | N | N
Polo | ROBA Piping Projects GmbH Obernburg | TPPL | Fuel Gas |  | Arandela de retención, Forma A, Acero inoxidable, M 16, 17,0 x 25,4 x 3,2 mm | Locking Washer, Form A, Stainless steel, M 16, 17,0 x 25,4 x 3,2 mm | 3542 | 23MB 303 | GT Piping | 6 | PR | Germany |  | ASP |  | Fuel Gas |  |  | 1015 | S-1015-0001-A-23-3542-01204305-N | 2150 | 1450 | 0.6 | 479 | 197 | 137 | SIK980000134232/6196 Unit 23 | 27582057 | 730890 | N | N
Polo | ROBA Piping Projects GmbH Obernburg | TPPL | Fuel Gas |  | Arandela de retención, Forma A, Acero inoxidable, M 20, 21,4 x 30,7 x 3,2 mm | Locking Washer, Form A, Stainless steel, M 20, 21,4 x 30,7 x 3,2 mm | 3542 | 23MB 303 | GT Piping | 2 | PR | Germany |  | ASP |  | Fuel Gas |  |  | 1015 | S-1015-0001-A-23-3542-01204305-N | 2150 | 1450 | 0.2 | 479 | 197 | 137 | SIK980000134232/6196 Unit 23 | 27582056 | 730890 | N | N
Polo | ROBA Piping Projects GmbH Obernburg | TPPL | Fuel Gas |  | Arandela de retención, Forma A, Acero inoxidable, M 30, 31,4 x 47,0 x 6,8 mm | Locking Washer, Form A, Stainless steel, M 30, 31,4 x 47,0 x 6,8 mm | 3542 | 23MB 303 | GT Piping | 8 | PR | Germany |  | ASP |  | Fuel Gas |  |  | 1015 | S-1015-0001-A-23-3542-01204305-N | 2150 | 1450 | 0.8 | 479 | 197 | 137 | SIK980000134232/6196 Unit 23 | 27582055 | 730890 | N | N
Polo | ROBA Piping Projects GmbH Obernburg | TPPL | Fuel Gas |  | Arandela de retención, Forma A, Acero inoxidable, M 33, 34,4 x 48,5 x 6,8 mm | Locking Washer, Form A, Stainless steel, M 33, 34,4 x 48,5 x 6,8 mm | 3542 | 23MB 303 | GT Piping | 4 | PR | Germany |  | ASP |  | Fuel Gas |  |  | 1015 | S-1015-0001-A-23-3542-01204305-N | 2150 | 1450 | 0.4 | 479 | 197 | 137 | SIK980000134232/6196 Unit 23 | 27582054 | 730890 | N | N
Polo | ROBA Piping Projects GmbH Obernburg | TPPL | Fuel Gas |  | Junta tórica, Vitón (80 mm), DN 25, 36,5 x 2,65 | O-Ring, Viton (80 Shore), DN 25, 36,5 x 2,65 | 3542 | 23MB 303 | GT Piping | 1 | PCE | Germany |  | ASP |  | Fuel Gas |  |  | 1015 | S-1015-0001-A-23-3542-01204305-N | 2150 | 1450 | 0.1 | 479 | 197 | 137 | SIK980000134232/6196 Unit 23 | 27582087 | 730890 | N | N
Polo | ROBA Piping Projects GmbH Obernburg | TPPL | Fuel Gas |  | Junta tórica, Vitón (80 mm), DN 50, 63,0 x 3,55 | O-Ring, Viton (80 Shore), DN 50, 63,0 x 3,55 | 3542 | 23MB 303 | GT Piping | 1 | PCE | Germany |  | ASP |  | Fuel Gas |  |  | 1015 | S-1015-0001-A-23-3542-01204305-N | 2150 | 1450 | 0.1 | 479 | 197 | 137 | SIK980000134232/6196 Unit 23 | 27582086 | 730890 | N | N
Polo | ROBA Piping Projects GmbH Obernburg | TPPL | Fuel Gas |  | Junta tórica, Vitón (80 mm), DN 65, 80,0 x 3,55 | O-Ring, Viton (80 Shore), DN 65, 80,0 x 3,55 | 3542 | 23MB 303 | GT Piping | 5 | PCE | Germany |  | ASP |  | Fuel Gas |  |  | 1015 | S-1015-0001-A-23-3542-01204305-N | 2150 | 1450 | 0.5 | 479 | 197 | 137 | SIK980000134232/6196 Unit 23 | 27582085 | 730890 | N | N
Polo | ROBA Piping Projects GmbH Obernburg | TPPL | Fuel Gas |  | Junta tórica, Vitón (80 mm), DN 100, 115,0 x 3,55 | O-Ring, Viton (80 Shore), DN 100, 115,0 x 3,55 | 3542 | 23MB 303 | GT Piping | 1 | PCE | Germany |  | ASP |  | Fuel Gas |  |  | 1015 | S-1015-0001-A-23-3542-01204305-N | 2150 | 1450 | 0.1 | 479 | 197 | 137 | SIK980000134232/6196 Unit 23 | 27582084 | 730890 | N | N
Polo | ROBA Piping Projects GmbH Obernburg | TPPL | Fuel Gas |  | Junta tórica, Vitón (80 mm), DN 250, 273,0 x 6,3 | O-Ring, Viton (80 Shore), DN 250, 273,0 x 6,3 | 3542 | 23MB 303 | GT Piping | 5 | PCE | Germany |  | ASP |  | Fuel Gas |  |  | 1015 | S-1015-0001-A-23-3542-01204305-N | 2150 | 1450 | 0.5 | 479 | 197 | 137 | SIK980000134232/6196 Unit 23 | 27582083 | 730890 | N | N
Polo | ROBA Piping Projects GmbH Obernburg | TPPL | Fuel Gas |  | Junta de estanqueidad, Cobre, 1/2", 26 x 21 x 1,5 mm | Gasket Ring, Copper, 1/2", 26 x 21 x 1,5 mm | 3542 | 23MB 303 | GT Piping | 2 | PCE | Germany |  | ASP |  | Fuel Gas |  |  | 1015 | S-1015-0001-A-23-3542-01204305-N | 2150 | 1450 | 0.2 | 479 | 197 | 137 | SIK980000134232/6196 Unit 23 | 27582082 | 730890 | N | N
Polo | ROBA Piping Projects GmbH Obernburg | TPPL | Fuel Gas |  | Perno hexagonal, AD-W2, A 2 - 70, M 33 | Hexagon Nut, AD-W2, A 2 - 70, M 33 | 3542 | 23MB 303 | GT Piping | 12 | PCE | Germany |  | MBP22BR001 1/2 |  | Fuel Gas |  |  | 1015 | S-1015-0001-A-23-3542-01204305-N | 2150 | 1450 | 1.2 | 479 | 197 | 137 | SIK980000134232/6196 Unit 23 | 27582124 | 730890 | N | N
Polo | ROBA Piping Projects GmbH Obernburg | TPPL | Fuel Gas |  | Soporte de tubo | Pipe Support | 3542 | 23MB 303 | GT Piping | 1 | PCE | Germany |  | MBP22BQ001 |  | Fuel Gas |  |  | 1015 | S-1015-0001-A-23-3542-01204305-N | 2150 | 1450 | 100 | 479 | 197 | 137 | SIK980000134232/6196 Unit 23 | 27582081 | 730890 | N | N
Polo | ROBA Piping Projects GmbH Obernburg | TPPL | Fuel Gas |  | Soporte de tubo | Pipe Support | 3542 | 23MB 303 | GT Piping | 1 | PCE | Germany |  | MBP22BQ002 |  | Fuel Gas |  |  | 1015 | S-1015-0001-A-23-3542-01204305-N | 2150 | 1450 | 100 | 479 | 197 | 137 | SIK980000134232/6196 Unit 23 | 27582080 | 730890 | N | N
Polo | ROBA Piping Projects GmbH Obernburg | TPPL | Fuel Gas |  | Soporte de tubo | Pipe Support | 3542 | 23MB 303 | GT Piping | 1 | PCE | Germany |  | MBP23BQ001 |  | Fuel Gas |  |  | 1015 | S-1015-0001-A-23-3542-01204305-N | 2150 | 1450 | 100 | 479 | 197 | 137 | SIK980000134232/6196 Unit 23 | 27582079 | 730890 | N | N
Polo | ROBA Piping Projects GmbH Obernburg | TPPL | Fuel Gas |  | Soporte de tubo | Pipe Support | 3542 | 23MB 303 | GT Piping | 1 | PCE | Germany |  | MBP23BQ002 |  | Fuel Gas |  |  | 1015 | S-1015-0001-A-23-3542-01204305-N | 2150 | 1450 | 100 | 479 | 197 | 137 | SIK980000134232/6196 Unit 23 | 27582078 | 730890 | N | N
Polo | ROBA Piping Projects GmbH Obernburg | TPPL | Fuel Gas |  | Soporte de tubo | Pipe Support | 3542 | 23MB 303 | GT Piping | 1 | PCE | Germany |  | MBP23BQ003 |  | Fuel Gas |  |  | 1015 | S-1015-0001-A-23-3542-01204305-N | 2150 | 1450 | 100 | 479 | 197 | 137 | SIK980000134232/6196 Unit 23 | 27582077 | 730890 | N | N
Polo | ROBA Piping Projects GmbH Obernburg | TPPL | Fuel Gas |  | Soporte de tubo | Pipe Support | 3542 | 23MB 303 | GT Piping | 1 | PCE | Germany |  | MBP23BQ301 |  | Fuel Gas |  |  | 1015 | S-1015-0001-A-23-3542-01204305-N | 2150 | 1450 | 69.86 | 479 | 197 | 137 | SIK980000134232/6196 Unit 23 | 27582076 | 730890 | N | N
Polo | ROBA Piping Projects GmbH Obernburg | TPPL | Fuel Gas |  | Lámina autoadhesiva de acero inoxidable - 0,15 x 2,0 m | Self Adhesive Foil Stainless - 0,15 x 2,0 m | 3542 | 23MB 303 | GT Piping | 2 | PCE | Germany |  | All Supports |  | Fuel Gas |  |  | 1015 | S-1015-0001-A-23-3542-01204305-N | 2150 | 1450 | 1 | 479 | 197 | 137 | SIK980000134232/6196 Unit 23 | 27582075 | 730890 | N | N
Polo | ROBA Piping Projects GmbH Obernburg | TPPL | Fuel Gas |  | Tubería, sin soldaduras, AD-W2, PK 2, 1.4571, DN 12, 12,0 x 1,5 | Pipe, seamless, AD-W2, PK 2, 1.4571, DN 12, 12,0 x 1,5 | 3542 | 23MB 303 | GT Piping | 1.8 | MTR | Austria |  | MBP22BR301 |  | Fuel Gas |  |  | 1015 | S-1015-0001-A-23-3542-01204305-N | 2150 | 1450 | 0.72 | 479 | 197 | 137 | SIK980000134232/6196 Unit 23 | 27582130 | 730890 | N | N
Polo | ROBA Piping Projects GmbH Obernburg | TPPL | Fuel Gas |  | Swagelok, Junta, Cobre, 1/2", CU - 8 - RP - 2 | Swagelok, Gasket, Copper, 1/2", CU - 8 - RP - 2 | 3542 | 23MB 303 | GT Piping | 1 | PCE | Germany |  | MBP22BR301 |  | Fuel Gas |  |  | 1015 | S-1015-0001-A-23-3542-01204305-N | 2150 | 1450 | 0.1 | 479 | 197 | 137 | SIK980000134232/6196 Unit 23 | 27582074 | 730890 | N | N
Polo | ROBA Piping Projects GmbH Obernburg | TPPL | Fuel Gas |  | Swagelok, Acoplamiento atornillado métrico, 1.4401, DN 12, SS - 12MO - 1 - 8 RP | Swagelok, Screw-in coupling metric, 1.4401, DN 12, SS - 12MO - 1 - 8 RP | 3542 | 23MB 303 | GT Piping | 1 | PCE | Republic of Korea |  | MBP22BR301 |  | Fuel Gas |  |  | 1015 | S-1015-0001-A-23-3542-01204305-N | 2150 | 1450 | 0.5 | 479 | 197 | 137 | SIK980000134232/6196 Unit 23 | 27582135 | 730890 | N | N
Polo | ROBA Piping Projects GmbH Obernburg | TPPL | Fuel Gas |  | Arandela de retención, Forma A, Acero inoxidable, M 33, 34,4 x 48,5 x 6,8 mm | Locking Washer, Form A, Stainless steel, M 33, 34,4 x 48,5 x 6,8 mm | 3542 | 23MB 303 | GT Piping | 24 | PR | Germany |  | MBP22BR001 1/2 |  | Fuel Gas |  |  | 1015 | S-1015-0001-A-23-3542-01204305-N | 2150 | 1450 | 2.4 | 479 | 197 | 137 | SIK980000134232/6196 Unit 23 | 27582064 | 730890 | N | N
Polo | ROBA Piping Projects GmbH Obernburg | TPPL | Fuel Gas |  | Swagelok, Unión métrica, 1.4401, DN 12, SS - 12MO - 6 | Swagelok, Union metric., 1.4401, DN 12, SS - 12MO - 6 | 3542 | 23MB 303 | GT Piping | 1 | PCE | Republic of Korea |  | MBP22BR301 |  | Fuel Gas |  |  | 1015 | S-1015-0001-A-23-3542-01204305-N | 2150 | 1450 | 0.5 | 479 | 197 | 137 | SIK980000134232/6196 Unit 23 | 27582134 | 730890 | N | N
Polo | ROBA Piping Projects GmbH Obernburg | TPPL | Fuel Gas |  | Tubería, sin soldaduras, AD-W2, PK 2, 1.4571, DN 12, 12,0 x 1,5 | Pipe, seamless, AD-W2, PK 2, 1.4571, DN 12, 12,0 x 1,5 | 3542 | 23MB 303 | GT Piping | 2.3 | MTR | Austria |  | MBP23BR301 |  | Fuel Gas |  |  | 1015 | S-1015-0001-A-23-3542-01204305-N | 2150 | 1450 | 0.92 | 479 | 197 | 137 | SIK980000134232/6196 Unit 23 | 27582131 | 730890 | N | N
Polo | ROBA Piping Projects GmbH Obernburg | TPPL | Fuel Gas |  | Swagelok, Junta, Cobre, 1/2", CU - 8 - RP - 2 | Swagelok, Gasket, Copper, 1/2", CU - 8 - RP - 2 | 3542 | 23MB 303 | GT Piping | 1 | PCE | Germany |  | MBP23BR301 |  | Fuel Gas |  |  | 1015 | S-1015-0001-A-23-3542-01204305-N | 2150 | 1450 | 0.1 | 479 | 197 | 137 | SIK980000134232/6196 Unit 23 | 27582073 | 730890 | N | N
Polo | ROBA Piping Projects GmbH Obernburg | TPPL | Fuel Gas |  | Swagelok, Acoplamiento atornillado métrico, 1.4401, DN 12, SS - 12MO - 1 - 8 RP | Swagelok, Screw-in coupling metric, 1.4401, DN 12, SS - 12MO - 1 - 8 RP | 3542 | 23MB 303 | GT Piping | 1 | PCE | Republic of Korea |  | MBP23BR301 |  | Fuel Gas |  |  | 1015 | S-1015-0001-A-23-3542-01204305-N | 2150 | 1450 | 0.5 | 479 | 197 | 137 | SIK980000134232/6196 Unit 23 | 27582133 | 730890 | N | N
Polo | ROBA Piping Projects GmbH Obernburg | TPPL | Fuel Gas |  | Swagelok, Unión métrica, 1.4401, DN 12, SS - 12MO - 6 | Swagelok, Union metric., 1.4401, DN 12, SS - 12MO - 6 | 3542 | 23MB 303 | GT Piping | 1 | PCE | Republic of Korea |  | MBP23BR301 |  | Fuel Gas |  |  | 1015 | S-1015-0001-A-23-3542-01204305-N | 2150 | 1450 | 0.5 | 479 | 197 | 137 | SIK980000134232/6196 Unit 23 | 27582132 | 730890 | N | N
Polo | ROBA Piping Projects GmbH Obernburg | TPPL | Fuel Gas |  | Swagelok, Junta, Cobre, 1/2", CU - 8 - RP - 2 | Swagelok, Gasket, Copper, 1/2", CU - 8 - RP - 2 | 3542 | 23MB 303 | GT Piping | 2 | PCE | Germany |  | ASP |  | Fuel Gas |  |  | 1015 | S-1015-0001-A-23-3542-01204305-N | 2150 | 1450 | 0.2 | 479 | 197 | 137 | SIK980000134232/6196 Unit 23 | 27582072 | 730890 | N | N
Polo | ROBA Piping Projects GmbH Obernburg | TPPL | Fuel Gas |  | CARRETE DE TUBERÍA PREFABRICADO DN 25, 1.4571 | PREFABRICATED PIPE SPOOL DN 25, 1.4571 | 3542 | 23MB 303 | GT Piping | 1 | PCE | Germany |  | MBQ13BR001 |  | Fuel Gas |  |  | 1015 | S-1015-0001-A-23-3542-01204305-N | 2150 | 1450 | 100 | 479 | 197 | 137 | SIK980000134232/6196 Unit 23 | 27582071 | 730890 | N | N
Polo | ROBA Piping Projects GmbH Obernburg | TPPL | Fuel Gas |  | Perno hexagonal, AD-W2, A 2 - 70, M 12, M 12 x 60 | Hexagon Bolt, AD-W2, A 2 - 70, M 12, M 12 x 60 | 3542 | 23MB 303 | GT Piping | 4 | PCE | Germany |  | MBQ13BR001 |  | Fuel Gas |  |  | 1015 | S-1015-0001-A-23-3542-01204305-N | 2150 | 1450 | 0.8 | 479 | 197 | 137 | SIK980000134232/6196 Unit 23 | 27582070 | 730890 | N | N
Polo | ROBA Piping Projects GmbH Obernburg | TPPL | Fuel Gas |  | Perno hexagonal, AD-W2, A 2 - 70, M 12 | Hexagon Nut, AD-W2, A 2 - 70, M 12 | 3542 | 23MB 303 | GT Piping | 4 | PCE | Germany |  | MBQ13BR001 |  | Fuel Gas |  |  | 1015 | S-1015-0001-A-23-3542-01204305-N | 2150 | 1450 | 0.4 | 479 | 197 | 137 | SIK980000134232/6196 Unit 23 | 27582069 | 730890 | N | N
Polo | ROBA Piping Projects GmbH Obernburg | TPPL | Fuel Gas |  | Arandela de retención, Forma A, Acero inoxidable, M 12, 13,0 x 19,5 x 2,2 mm | Locking Washer, Form A, Stainless steel, M 12, 13,0 x 19,5 x 2,2 mm | 3542 | 23MB 303 | GT Piping | 8 | PR | Germany |  | MBQ13BR001 |  | Fuel Gas |  |  | 1015 | S-1015-0001-A-23-3542-01204305-N | 2150 | 1450 | 0.8 | 479 | 197 | 137 | SIK980000134232/6196 Unit 23 | 27582052 | 730890 | N | N
Polo | ROBA Piping Projects GmbH Obernburg | TPPL | Fuel Gas |  | Junta tórica, Vitón (80 mm), DN 100, 115,0 x 3,55 | O-Ring, Viton (80 Shore), DN 100, 115,0 x 3,55 | 3542 | 23MB 303 | GT Piping | 1 | PCE | Germany |  | MBP22BR001 1/2 |  | Fuel Gas |  |  | 1015 | S-1015-0001-A-23-3542-01204305-N | 2150 | 1450 | 0.1 | 479 | 197 | 137 | SIK980000134232/6196 Unit 23 | 27582123 | 730890 | N | N
Polo | ROBA Piping Projects GmbH Obernburg | TPPL | Fuel Gas |  | Junta tórica, Vitón (80 mm), DN 25, 36,5 x 2,65 | O-Ring, Viton (80 Shore), DN 25, 36,5 x 2,65 | 3542 | 23MB 303 | GT Piping | 1 | PCE | Germany |  | MBQ13BR001 |  | Fuel Gas |  |  | 1015 | S-1015-0001-A-23-3542-01204305-N | 2150 | 1450 | 0.1 | 479 | 197 | 137 | SIK980000134232/6196 Unit 23 | 27582068 | 730890 | N | N
Polo | ROBA Piping Projects GmbH Obernburg | TPPL | Fuel Gas |  | Perno hexagonal, AD-W2, A 2 - 70, M 12, M 12 x 60 | Hexagon Bolt, AD-W2, A 2 - 70, M 12, M 12 x 60 | 3542 | 23MB 303 | GT Piping | 1 | PCE | Germany |  | ASP |  | Fuel Gas |  |  | 1015 | S-1015-0001-A-23-3542-01204305-N | 2150 | 1450 | 0.2 | 479 | 197 | 137 | SIK980000134232/6196 Unit 23 | 27582067 | 730890 | N | N
Polo | ROBA Piping Projects GmbH Obernburg | TPPL | Fuel Gas |  | Perno hexagonal, AD-W2, A 2 - 70, M 12 | Hexagon Nut, AD-W2, A 2 - 70, M 12 | 3542 | 23MB 303 | GT Piping | 1 | PCE | Germany |  | ASP |  | Fuel Gas |  |  | 1015 | S-1015-0001-A-23-3542-01204305-N | 2150 | 1450 | 0.1 | 479 | 197 | 137 | SIK980000134232/6196 Unit 23 | 27582066 | 730890 | N | N
Polo | ROBA Piping Projects GmbH Obernburg | TPPL | Fuel Gas |  | Arandela de retención, Forma A, Acero inoxidable, M 12, 13,0 x 19,5 x 2,2 mm | Locking Washer, Form A, Stainless steel, M 12, 13,0 x 19,5 x 2,2 mm | 3542 | 23MB 303 | GT Piping | 2 | PR | Germany |  | ASP |  | Fuel Gas |  |  | 1015 | S-1015-0001-A-23-3542-01204305-N | 2150 | 1450 | 0.2 | 479 | 197 | 137 | SIK980000134232/6196 Unit 23 | 27582063 | 730890 | N | N
Polo | ROBA Piping Projects GmbH Obernburg | TPPL | Fuel Gas |  | Junta tórica, Vitón (80 mm), DN 25, 36,5 x 2,65 | O-Ring, Viton (80 Shore), DN 25, 36,5 x 2,65 | 3542 | 23MB 303 | GT Piping | 2 | PCE | Germany |  | ASP |  | Fuel Gas |  |  | 1015 | S-1015-0001-A-23-3542-01204305-N | 2150 | 1450 | 0.2 | 479 | 197 | 137 | SIK980000134232/6196 Unit 23 | 27582065 | 730890 | N | N
Polo | ROBA Piping Projects GmbH Obernburg | TPPL | Fuel Gas |  | Junta tórica, Vitón (80 mm), DN 250, 273,0 x 6,3 | O-Ring, Viton (80 Shore), DN 250, 273,0 x 6,3 | 3542 | 23MB 303 | GT Piping | 1 | PCE | Germany |  | MBP22BR001 1/2 |  | Fuel Gas |  |  | 1015 | S-1015-0001-A-23-3542-01204305-N | 2150 | 1450 | 0.1 | 479 | 197 | 137 | SIK980000134232/6196 Unit 23 | 27582122 | 730890 | N | N
Polo | ROBA Piping Projects GmbH Obernburg | TPPL | Pressure Measuring |  | Tubería, sin soldaduras, AD-W2, PK 2, 1.4571, DN 12, 12,0 x 1,5 | Pipe, seamless, AD-W2, PK 2, 1.4571, DN 12, 12,0 x 1,5 | 3542 | 23MB 303 | GT Piping | 3.4 | MTR | Austria |  | 11MBA11BR301 |  | Pressure Measuring |  |  | 1015 | S-1015-0002-A-23-3542-01204305-N | 800 | 100 | 1.36 | 620 | 163 | 155 | SIK980000134232/6196 Unit 23 | 27583231 | 730890 | N | N
Polo | ROBA Piping Projects GmbH Obernburg | TPPL | Pressure Measuring |  | Swagelok, Junta, Cobre, 1/2", CU - 8 - RP - 2 | Swagelok, Gasket, Copper, 1/2", CU - 8 - RP - 2 | 3542 | 23MB 303 | GT Piping | 2 | PCE | Germany |  | 11MBA11BR301 |  | Pressure Measuring |  |  | 1015 | S-1015-0002-A-23-3542-01204305-N | 800 | 100 | 0.2 | 620 | 163 | 155 | SIK980000134232/6196 Unit 23 | 27583224 | 730890 | N | N
Polo | ROBA Piping Projects GmbH Obernburg | TPPL | Pressure Measuring |  | Swagelok, Acoplamiento atornillado métrico, 1.4401, DN 12, SS - 12MO - 1 - 8 RP | Swagelok, Screw-in coupling metric, 1.4401, DN 12, SS - 12MO - 1 - 8 RP | 3542 | 23MB 303 | GT Piping | 2 | PCE | Republic of Korea |  | 11MBA11BR301 |  | Pressure Measuring |  |  | 1015 | S-1015-0002-A-23-3542-01204305-N | 800 | 100 | 1 | 620 | 163 | 155 | SIK980000134232/6196 Unit 23 | 27583243 | 730890 | N | N
Polo | ROBA Piping Projects GmbH Obernburg | TPPL | Pressure Measuring |  | Tubería, sin soldaduras, AD-W2, PK 2, 1.4571, DN 12, 12,0 x 1,5 | Pipe, seamless, AD-W2, PK 2, 1.4571, DN 12, 12,0 x 1,5 | 3542 | 23MB 303 | GT Piping | 2.9 | MTR | Austria |  | 11MBA11BR302 |  | Pressure Measuring |  |  | 1015 | S-1015-0002-A-23-3542-01204305-N | 800 | 100 | 1.16 | 620 | 163 | 155 | SIK980000134232/6196 Unit 23 | 27583229 | 730890 | N | N
Polo | ROBA Piping Projects GmbH Obernburg | TPPL | Pressure Measuring |  | Swagelok, Junta, Cobre, 1/2", CU - 8 - RP - 2 | Swagelok, Gasket, Copper, 1/2", CU - 8 - RP - 2 | 3542 | 23MB 303 | GT Piping | 2 | PCE | Germany |  | 11MBA11BR302 |  | Pressure Measuring |  |  | 1015 | S-1015-0002-A-23-3542-01204305-N | 800 | 100 | 0.2 | 620 | 163 | 155 | SIK980000134232/6196 Unit 23 | 27583213 | 730890 | N | N
Polo | ROBA Piping Projects GmbH Obernburg | TPPL | Pressure Measuring |  | Swagelok, Acoplamiento atornillado métrico, 1.4401, DN 12, SS - 12MO - 1 - 8 RP | Swagelok, Screw-in coupling metric, 1.4401, DN 12, SS - 12MO - 1 - 8 RP | 3542 | 23MB 303 | GT Piping | 2 | PCE | Republic of Korea |  | 11MBA11BR302 |  | Pressure Measuring |  |  | 1015 | S-1015-0002-A-23-3542-01204305-N | 800 | 100 | 1 | 620 | 163 | 155 | SIK980000134232/6196 Unit 23 | 27583242 | 730890 | N | N
Polo | ROBA Piping Projects GmbH Obernburg | TPPL | Pressure Measuring |  | Tubería, sin soldaduras, AD-W2, PK 2, 1.4571, DN 12, 12,0 x 1,5 | Pipe, seamless, AD-W2, PK 2, 1.4571, DN 12, 12,0 x 1,5 | 3542 | 23MB 303 | GT Piping | 1.4 | MTR | Austria |  | 11MBA12BR301 |  | Pressure Measuring |  |  | 1015 | S-1015-0002-A-23-3542-01204305-N | 800 | 100 | 0.56 | 620 | 163 | 155 | SIK980000134232/6196 Unit 23 | 27583226 | 730890 | N | N
Polo | ROBA Piping Projects GmbH Obernburg | TPPL | Pressure Measuring |  | Swagelok, Junta, Cobre, 1/4", CU - 4 - RP - 2 | Swagelok, Gasket, Copper, 1/4", CU - 4 - RP - 2 | 3542 | 23MB 303 | GT Piping | 1 | PCE | Germany |  | 11MBA12BR301 |  | Pressure Measuring |  |  | 1015 | S-1015-0002-A-23-3542-01204305-N | 800 | 100 | 0.1 | 620 | 163 | 155 | SIK980000134232/6196 Unit 23 | 27583212 | 730890 | N | N
Polo | ROBA Piping Projects GmbH Obernburg | TPPL | Pressure Measuring |  | Swagelok, Acoplamiento atornillado métrico, 1.4401, DN 12, SS - 12MO - 1 - 4 RP | Swagelok, Screw-in coupling metric, 1.4401, DN 12, SS - 12MO - 1 - 4 RP | 3542 | 23MB 303 | GT Piping | 1 | PCE | Republic of Korea |  | 11MBA12BR301 |  | Pressure Measuring |  |  | 1015 | S-1015-0002-A-23-3542-01204305-N | 800 | 100 | 0.5 | 620 | 163 | 155 | SIK980000134232/6196 Unit 23 | 27583241 | 730890 | N | N
Polo | ROBA Piping Projects GmbH Obernburg | TPPL | Pressure Measuring |  | Tubería, sin soldaduras, AD-W2, PK 2, 1.4571, DN 12, 12,0 x 1,5 | Pipe, seamless, AD-W2, PK 2, 1.4571, DN 12, 12,0 x 1,5 | 3542 | 23MB 303 | GT Piping | 2.5 | MTR | Austria |  | 11MBH22BR301 |  | Pressure Measuring |  |  | 1015 | S-1015-0002-A-23-3542-01204305-N | 800 | 100 | 1 | 620 | 163 | 155 | SIK980000134232/6196 Unit 23 | 27583234 | 730890 | N | N
Polo | ROBA Piping Projects GmbH Obernburg | TPPL | Pressure Measuring |  | Swagelok, Junta, Cobre, 1/2", CU - 8 - RP - 2 | Swagelok, Gasket, Copper, 1/2", CU - 8 - RP - 2 | 3542 | 23MB 303 | GT Piping | 1 | PCE | Germany |  | 11MBH22BR301 |  | Pressure Measuring |  |  | 1015 | S-1015-0002-A-23-3542-01204305-N | 800 | 100 | 0.1 | 620 | 163 | 155 | SIK980000134232/6196 Unit 23 | 27583211 | 730890 | N | N
Polo | ROBA Piping Projects GmbH Obernburg | TPPL | Pressure Measuring |  | Swagelok, Acoplamiento atornillado métrico, 1.4401, DN 12, SS - 12MO - 1 - 8 RP | Swagelok, Screw-in coupling metric, 1.4401, DN 12, SS - 12MO - 1 - 8 RP | 3542 | 23MB 303 | GT Piping | 1 | PCE | Republic of Korea |  | 11MBH22BR301 |  | Pressure Measuring |  |  | 1015 | S-1015-0002-A-23-3542-01204305-N | 800 | 100 | 0.5 | 620 | 163 | 155 | SIK980000134232/6196 Unit 23 | 27583240 | 730890 | N | N
Polo | ROBA Piping Projects GmbH Obernburg | TPPL | Pressure Measuring |  | Tubería, sin soldaduras, AD-W2, PK 2, 1.4571, DN 12, 12,0 x 1,5 | Pipe, seamless, AD-W2, PK 2, 1.4571, DN 12, 12,0 x 1,5 | 3542 | 23MB 303 | GT Piping | 1.2 | MTR | Austria |  | 11MBH22BR302 |  | Pressure Measuring |  |  | 1015 | S-1015-0002-A-23-3542-01204305-N | 800 | 100 | 0.48 | 620 | 163 | 155 | SIK980000134232/6196 Unit 23 | 27583227 | 730890 | N | N
Polo | ROBA Piping Projects GmbH Obernburg | TPPL | Pressure Measuring |  | Swagelok, Junta, Cobre, 1/2", CU - 8 - RP - 2 | Swagelok, Gasket, Copper, 1/2", CU - 8 - RP - 2 | 3542 | 23MB 303 | GT Piping | 1 | PCE | Germany |  | 11MBH22BR302 |  | Pressure Measuring |  |  | 1015 | S-1015-0002-A-23-3542-01204305-N | 800 | 100 | 0.1 | 620 | 163 | 155 | SIK980000134232/6196 Unit 23 | 27583210 | 730890 | N | N
Polo | ROBA Piping Projects GmbH Obernburg | TPPL | Pressure Measuring |  | Swagelok, Acoplamiento atornillado métrico, 1.4401, DN 12, SS - 12MO - 1 - 8 RP | Swagelok, Screw-in coupling metric, 1.4401, DN 12, SS - 12MO - 1 - 8 RP | 3542 | 23MB 303 | GT Piping | 1 | PCE | Republic of Korea |  | 11MBH22BR302 |  | Pressure Measuring |  |  | 1015 | S-1015-0002-A-23-3542-01204305-N | 800 | 100 | 0.5 | 620 | 163 | 155 | SIK980000134232/6196 Unit 23 | 27583239 | 730890 | N | N
Polo | ROBA Piping Projects GmbH Obernburg | TPPL | Pressure Measuring |  | Tubería, sin soldaduras, AD-W2, PK 2, 1.4571, DN 12, 12,0 x 1,5 | Pipe, seamless, AD-W2, PK 2, 1.4571, DN 12, 12,0 x 1,5 | 3542 | 23MB 303 | GT Piping | 3 | MTR | Austria |  | 11MBH23BR301 |  | Pressure Measuring |  |  | 1015 | S-1015-0002-A-23-3542-01204305-N | 800 | 100 | 1.2 | 620 | 163 | 155 | SIK980000134232/6196 Unit 23 | 27583230 | 730890 | N | N
Polo | ROBA Piping Projects GmbH Obernburg | TPPL | Pressure Measuring |  | Swagelok, Junta, Cobre, 1/2", CU - 8 - RP - 2 | Swagelok, Gasket, Copper, 1/2", CU - 8 - RP - 2 | 3542 | 23MB 303 | GT Piping | 1 | PCE | Germany |  | 11MBH23BR301 |  | Pressure Measuring |  |  | 1015 | S-1015-0002-A-23-3542-01204305-N | 800 | 100 | 0.1 | 620 | 163 | 155 | SIK980000134232/6196 Unit 23 | 27583209 | 730890 | N | N
Polo | ROBA Piping Projects GmbH Obernburg | TPPL | Pressure Measuring |  | Swagelok, Acoplamiento atornillado métrico, 1.4401, DN 12, SS - 12MO - 1 - 8 RP | Swagelok, Screw-in coupling metric, 1.4401, DN 12, SS - 12MO - 1 - 8 RP | 3542 | 23MB 303 | GT Piping | 1 | PCE | Republic of Korea |  | 11MBH23BR301 |  | Pressure Measuring |  |  | 1015 | S-1015-0002-A-23-3542-01204305-N | 800 | 100 | 0.5 | 620 | 163 | 155 | SIK980000134232/6196 Unit 23 | 27583238 | 730890 | N | N
Polo | ROBA Piping Projects GmbH Obernburg | TPPL | Pressure Measuring |  | Tubería, sin soldaduras, AD-W2, PK 2, 1.4571, DN 12, 12,0 x 1,5 | Pipe, seamless, AD-W2, PK 2, 1.4571, DN 12, 12,0 x 1,5 | 3542 | 23MB 303 | GT Piping | 1.7 | MTR | Austria |  | 11MBH23BR302 |  | Pressure Measuring |  |  | 1015 | S-1015-0002-A-23-3542-01204305-N | 800 | 100 | 0.68 | 620 | 163 | 155 | SIK980000134232/6196 Unit 23 | 27583233 | 730890 | N | N
Polo | ROBA Piping Projects GmbH Obernburg | TPPL | Pressure Measuring |  | Swagelok, Junta, Cobre, 1/2", CU - 8 - RP - 2 | Swagelok, Gasket, Copper, 1/2", CU - 8 - RP - 2 | 3542 | 23MB 303 | GT Piping | 1 | PCE | Germany |  | 11MBH23BR302 |  | Pressure Measuring |  |  | 1015 | S-1015-0002-A-23-3542-01204305-N | 800 | 100 | 0.1 | 620 | 163 | 155 | SIK980000134232/6196 Unit 23 | 27583208 | 730890 | N | N
Polo | ROBA Piping Projects GmbH Obernburg | TPPL | Pressure Measuring |  | Swagelok, Acoplamiento atornillado métrico, 1.4401, DN 12, SS - 12MO - 1 - 8 RP | Swagelok, Screw-in coupling metric, 1.4401, DN 12, SS - 12MO - 1 - 8 RP | 3542 | 23MB 303 | GT Piping | 1 | PCE | Republic of Korea |  | 11MBH23BR302 |  | Pressure Measuring |  |  | 1015 | S-1015-0002-A-23-3542-01204305-N | 800 | 100 | 0.5 | 620 | 163 | 155 | SIK980000134232/6196 Unit 23 | 27583237 | 730890 | N | N
Polo | ROBA Piping Projects GmbH Obernburg | TPPL | Pressure Measuring |  | Tubería, sin soldaduras, AD-W2, PK 2, 1.4571, DN 12, 12,0 x 1,5 | Pipe, seamless, AD-W2, PK 2, 1.4571, DN 12, 12,0 x 1,5 | 3542 | 23MB 303 | GT Piping | 4.5 | MTR | Austria |  | 11MBH24BR301 |  | Pressure Measuring |  |  | 1015 | S-1015-0002-A-23-3542-01204305-N | 800 | 100 | 1.8 | 620 | 163 | 155 | SIK980000134232/6196 Unit 23 | 27583228 | 730890 | N | N
Polo | ROBA Piping Projects GmbH Obernburg | TPPL | Pressure Measuring |  | Swagelok, Junta, Cobre, 1/2", CU - 8 - RP - 2 | Swagelok, Gasket, Copper, 1/2", CU - 8 - RP - 2 | 3542 | 23MB 303 | GT Piping | 1 | PCE | Germany |  | 11MBH24BR301 |  | Pressure Measuring |  |  | 1015 | S-1015-0002-A-23-3542-01204305-N | 800 | 100 | 0.1 | 620 | 163 | 155 | SIK980000134232/6196 Unit 23 | 27583207 | 730890 | N | N
Polo | ROBA Piping Projects GmbH Obernburg | TPPL | Pressure Measuring |  | Swagelok, Acoplamiento atornillado métrico, 1.4401, DN 12, SS - 12MO - 1 - 8 RP | Swagelok, Screw-in coupling metric, 1.4401, DN 12, SS - 12MO - 1 - 8 RP | 3542 | 23MB 303 | GT Piping | 1 | PCE | Republic of Korea |  | 11MBH24BR301 |  | Pressure Measuring |  |  | 1015 | S-1015-0002-A-23-3542-01204305-N | 800 | 100 | 0.5 | 620 | 163 | 155 | SIK980000134232/6196 Unit 23 | 27583236 | 730890 | N | N
Polo | ROBA Piping Projects GmbH Obernburg | TPPL | Pressure Measuring |  | Tubería, sin soldaduras, AD-W2, PK 2, 1.4571, DN 12, 12,0 x 1,5 | Pipe, seamless, AD-W2, PK 2, 1.4571, DN 12, 12,0 x 1,5 | 3542 | 23MB 303 | GT Piping | 0.9 | MTR | Austria |  | 11MBN10BR301 |  | Pressure Measuring |  |  | 1015 | S-1015-0002-A-23-3542-01204305-N | 800 | 100 | 0.36 | 620 | 163 | 155 | SIK980000134232/6196 Unit 23 | 27583232 | 730890 | N | N
Polo | ROBA Piping Projects GmbH Obernburg | TPPL | Pressure Measuring |  | Swagelok, Junta, Cobre, 1/2", CU - 8 - RP - 2 | Swagelok, Gasket, Copper, 1/2", CU - 8 - RP - 2 | 3542 | 23MB 303 | GT Piping | 1 | PCE | Germany |  | 11MBN10BR301 |  | Pressure Measuring |  |  | 1015 | S-1015-0002-A-23-3542-01204305-N | 800 | 100 | 0.1 | 620 | 163 | 155 | SIK980000134232/6196 Unit 23 | 27583206 | 730890 | N | N
Polo | ROBA Piping Projects GmbH Obernburg | TPPL | Pressure Measuring |  | Swagelok, Acoplamiento atornillado métrico, 1.4401, DN 12, SS - 12MO - 1 - 8 RP | Swagelok, Screw-in coupling metric, 1.4401, DN 12, SS - 12MO - 1 - 8 RP | 3542 | 23MB 303 | GT Piping | 1 | PCE | Republic of Korea |  | 11MBN10BR301 |  | Pressure Measuring |  |  | 1015 | S-1015-0002-A-23-3542-01204305-N | 800 | 100 | 0.5 | 620 | 163 | 155 | SIK980000134232/6196 Unit 23 | 27583235 | 730890 | N | N
Polo | ROBA Piping Projects GmbH Obernburg | TPPL | Pressure Measuring |  | Perno hexagonal, AD-W0, 8,8 A3C, M 12, M 12 x 85 | Hexagon Bolt, AD-W0, 8.8 A3C, M 12, M 12 x 85 | 3542 | 23MB 303 | GT Piping | 1 | PCE | Germany |  | ASP |  | Pressure Measuring |  |  | 1015 | S-1015-0002-A-23-3542-01204305-N | 800 | 100 | 0.2 | 620 | 163 | 155 | SIK980000134232/6196 Unit 23 | 27583205 | 730890 | N | N
Polo | ROBA Piping Projects GmbH Obernburg | TPPL | Pressure Measuring |  | Perno hexagonal, AD-W0, 8,8 A3C, M 12, M 12 x 35 | Hexagon Bolt, AD-W0, 8.8 A3C, M 12, M 12 x 35 | 3542 | 23MB 303 | GT Piping | 1 | PCE | Germany |  | ASP |  | Pressure Measuring |  |  | 1015 | S-1015-0002-A-23-3542-01204305-N | 800 | 100 | 0.2 | 620 | 163 | 155 | SIK980000134232/6196 Unit 23 | 27583204 | 730890 | N | N
Polo | ROBA Piping Projects GmbH Obernburg | TPPL | Pressure Measuring |  | Perno hexagonal, AD-W0, 8 A3C, M 12, | Hexagon Nut, AD-W0, 8 A3C, M 12, | 3542 | 23MB 303 | GT Piping | 2 | PCE | Germany |  | ASP |  | Pressure Measuring |  |  | 1015 | S-1015-0002-A-23-3542-01204305-N | 800 | 100 | 0.2 | 620 | 163 | 155 | SIK980000134232/6196 Unit 23 | 27583203 | 730890 | N | N
Polo | ROBA Piping Projects GmbH Obernburg | TPPL | Pressure Measuring |  | Perno hexagonal, AD-W0, 8 Cinc., M 10, | Hexagon Nut, AD-W0, 8 Zinc., M 10, | 3542 | 23MB 303 | GT Piping | 1 | PCE | Germany |  | ASP |  | Pressure Measuring |  |  | 1015 | S-1015-0002-A-23-3542-01204305-N | 800 | 100 | 0.1 | 620 | 163 | 155 | SIK980000134232/6196 Unit 23 | 27583202 | 730890 | N | N
Polo | ROBA Piping Projects GmbH Obernburg | TPPL | Pressure Measuring |  | Perno hexagonal, AD-W0, 8 Cinc., M 12, | Hexagon Nut, AD-W0, 8 Zinc., M 12, | 3542 | 23MB 303 | GT Piping | 1 | PCE | Germany |  | ASP |  | Pressure Measuring |  |  | 1015 | S-1015-0002-A-23-3542-01204305-N | 800 | 100 | 0.1 | 620 | 163 | 155 | SIK980000134232/6196 Unit 23 | 27583201 | 730890 | N | N
Polo | ROBA Piping Projects GmbH Obernburg | TPPL | Pressure Measuring |  | Arandela de retención, Forma A, Acero galvanizado, M 10 | Locking Washer , Form A, Galvanized steel, M 10 | 3542 | 23MB 303 | GT Piping | 1 | PCE | Germany |  | ASP |  | Pressure Measuring |  |  | 1015 | S-1015-0002-A-23-3542-01204305-N | 800 | 100 | 0.1 | 620 | 163 | 155 | SIK980000134232/6196 Unit 23 | 27583200 | 730890 | N | N
Polo | ROBA Piping Projects GmbH Obernburg | TPPL | Pressure Measuring |  | Arandela de retención, Forma A, Acero galvanizado, M 12 | Locking Washer, Form A, Galvanized steel, M 12 | 3542 | 23MB 303 | GT Piping | 1 | PCE | Germany |  | ASP |  | Pressure Measuring |  |  | 1015 | S-1015-0002-A-23-3542-01204305-N | 800 | 100 | 0.1 | 620 | 163 | 155 | SIK980000134232/6196 Unit 23 | 27583199 | 730890 | N | N
Polo | ROBA Piping Projects GmbH Obernburg | TPPL | Pressure Measuring |  | Arandela de retención, Forma A, Acero galvanizado, M 12, 13,0 x 19,5 x 2,2 mm | Locking Washer, Form A, Galvanized steel, M 12, 13,0 x 19,5 x 2,2 mm | 3542 | 23MB 303 | GT Piping | 4 | PR | Germany |  | ASP |  | Pressure Measuring |  |  | 1015 | S-1015-0002-A-23-3542-01204305-N | 800 | 100 | 0.4 | 620 | 163 | 155 | SIK980000134232/6196 Unit 23 | 27583189 | 730890 | N | N
Polo | ROBA Piping Projects GmbH Obernburg | TPPL | Pressure Measuring |  | Swagelok, Junta, Cobre, 1/4", CU - 4 - RP - 2 | Swagelok, Gasket, Copper, 1/4", CU - 4 - RP - 2 | 3542 | 23MB 303 | GT Piping | 1 | PCE | Germany |  | ASP |  | Pressure Measuring |  |  | 1015 | S-1015-0002-A-23-3542-01204305-N | 800 | 100 | 0.1 | 620 | 163 | 155 | SIK980000134232/6196 Unit 23 | 27583198 | 730890 | N | N
Polo | ROBA Piping Projects GmbH Obernburg | TPPL | Pressure Measuring |  | Swagelok, Junta, Cobre, 1/2", CU - 8 - RP - 2 | Swagelok, Gasket, Copper, 1/2", CU - 8 - RP - 2 | 3542 | 23MB 303 | GT Piping | 12 | PCE | Germany |  | ASP |  | Pressure Measuring |  |  | 1015 | S-1015-0002-A-23-3542-01204305-N | 800 | 100 | 1.2 | 620 | 163 | 155 | SIK980000134232/6196 Unit 23 | 27583197 | 730890 | N | N
Polo | ROBA Piping Projects GmbH Obernburg | TPPL | Pressure Measuring |  | Transmisor Vaisala, kit de instalación incluido, según DGSLV-140069 2b | Vaisala Transmitter incl. Installation Kit acc. DGSLV-140069 2b | 3542 | 23MB 303 | GT Piping | 1 | PCE | Finland |  | MBA11CP101 |  | Pressure Measuring |  |  | 1015 | S-1015-0002-A-23-3542-01204305-N | 800 | 100 | 0.1 | 620 | 163 | 155 | SIK980000134232/6196 Unit 23 | 27583225 | 730890 | N | N
Polo | ROBA Piping Projects GmbH Obernburg | TPPL | Pressure Measuring |  | Perno hexagonal, AD-W0, 8,8 A3C, M 12, M 12 x 85 | Hexagon Bolt, AD-W0, 8.8 A3C, M 12, M 12 x 85 | 3542 | 23MB 303 | GT Piping | 8 | PCE | Germany |  | UNID 443363571 |  | Pressure Measuring |  |  | 1015 | S-1015-0002-A-23-3542-01204305-N | 800 | 100 | 1.6 | 620 | 163 | 155 | SIK980000134232/6196 Unit 23 | 27583196 | 730890 | N | N
Polo | ROBA Piping Projects GmbH Obernburg | TPPL | Pressure Measuring |  | Perno hexagonal, AD-W0, 8,8 A3C, M 12, M 12 x 35 | Hexagon Bolt, AD-W0, 8.8 A3C, M 12, M 12 x 35 | 3542 | 23MB 303 | GT Piping | 8 | PCE | Germany |  | UNID 443363571 |  | Pressure Measuring |  |  | 1015 | S-1015-0002-A-23-3542-01204305-N | 800 | 100 | 1.6 | 620 | 163 | 155 | SIK980000134232/6196 Unit 23 | 27583195 | 730890 | N | N
Polo | ROBA Piping Projects GmbH Obernburg | TPPL | Pressure Measuring |  | Perno hexagonal, AD-W0, 8 A3C, M 12 | Hexagon Nut, AD-W0, 8 A3C, M 12 | 3542 | 23MB 303 | GT Piping | 16 | PCE | Germany |  | UNID 443363571 |  | Pressure Measuring |  |  | 1015 | S-1015-0002-A-23-3542-01204305-N | 800 | 100 | 1.6 | 620 | 163 | 155 | SIK980000134232/6196 Unit 23 | 27583194 | 730890 | N | N
Polo | ROBA Piping Projects GmbH Obernburg | TPPL | Pressure Measuring |  | Tuerca hexagonal, AD-W0, 8 Zinc., M 10 | Hexagon Nut, AD-W0, 8 Zinc., M 10 | 3542 | 23MB 303 | GT Piping | 10 | PCE | Germany |  | UNID 443363571 |  | Pressure Measuring |  |  | 1015 | S-1015-0002-A-23-3542-01204305-N | 800 | 100 | 1 | 620 | 163 | 155 | SIK980000134232/6196 Unit 23 | 27583193 | 730890 | N | N
Polo | ROBA Piping Projects GmbH Obernburg | TPPL | Pressure Measuring |  | Tuerca hexagonal, AD-W0, 8 Zinc., M 12 | Hexagon Nut, AD-W0, 8 Zinc., M 12 | 3542 | 23MB 303 | GT Piping | 10 | PCE | Germany |  | UNID 443363571 |  | Pressure Measuring |  |  | 1015 | S-1015-0002-A-23-3542-01204305-N | 800 | 100 | 1 | 620 | 163 | 155 | SIK980000134232/6196 Unit 23 | 27583192 | 730890 | N | N
Polo | ROBA Piping Projects GmbH Obernburg | TPPL | Pressure Measuring |  | Arandela, Forma A, Acero galvanizado, M 12 | Washer, Form A, Galvanized steel, M 12 | 3542 | 23MB 303 | GT Piping | 10 | PCE | Germany |  | UNID 443363571 |  | Pressure Measuring |  |  | 1015 | S-1015-0002-A-23-3542-01204305-N | 800 | 100 | 1 | 620 | 163 | 155 | SIK980000134232/6196 Unit 23 | 27583191 | 730890 | N | N
Polo | ROBA Piping Projects GmbH Obernburg | TPPL | Pressure Measuring |  | Arandela, Forma A, Acero galvanizado, M 10 | Washer, Form A, Galvanized steel, M 10 | 3542 | 23MB 303 | GT Piping | 10 | PCE | Germany |  | UNID 443363571 |  | Pressure Measuring |  |  | 1015 | S-1015-0002-A-23-3542-01204305-N | 800 | 100 | 1 | 620 | 163 | 155 | SIK980000134232/6196 Unit 23 | 27583215 | 730890 | N | N
Polo | ROBA Piping Projects GmbH Obernburg | TPPL | Pressure Measuring |  | Arandela, Forma A, Acero galvanizado, M 12, 13,0 x 19,5 x 2,2 mm | Washer, Form A, Galvanized steel, M 12, 13,0 x 19,5 x 2,2 mm | 3542 | 23MB 303 | GT Piping | 32 | PR | Germany |  | UNID 443363571 |  | Pressure Measuring |  |  | 1015 | S-1015-0002-A-23-3542-01204305-N | 800 | 100 | 3.2 | 620 | 163 | 155 | SIK980000134232/6196 Unit 23 | 27583190 | 730890 | N | N
Polo | ROBA Piping Projects GmbH Obernburg | TPPL | Pressure Measuring |  | Swagelok, Junta, Cobre, 1/2", CU - 8 - RP - 2 | Swagelok, Gasket, Copper, 1/2", CU - 8 - RP - 2 | 3542 | 23MB 303 | GT Piping | 2 | PCE | Germany |  | UNID 443363571 |  | Pressure Measuring |  |  | 1015 | S-1015-0002-A-23-3542-01204305-N | 800 | 100 | 0.2 | 620 | 163 | 155 | SIK980000134232/6196 Unit 23 | 27583216 | 730890 | N | N
Polo | ROBA Piping Projects GmbH Obernburg | TPPL | Pressure Measuring |  | Swagelok, Acoplamiento atornillado métrico, 1.4401, DN 12, SS - 12MO - 1 - 8 RP | Swagelok, Screw-in coupling metric, 1.4401, DN 12, SS - 12MO - 1 - 8 RP | 3542 | 23MB 303 | GT Piping | 2 | PCE | Republic of Korea |  | UNID 443363571 |  | Pressure Measuring |  |  | 1015 | S-1015-0002-A-23-3542-01204305-N | 800 | 100 | 1 | 620 | 163 | 155 | SIK980000134232/6196 Unit 23 | 27583244 | 730890 | N | N
Polo | ROBA Piping Projects GmbH Obernburg | TPPL | Pressure Measuring |  | Swagelok, Unión métrica, 1.4401, DN 12, SS - 12MO - 6 | Swagelok, Union metric., 1.4401, DN 12, SS - 12MO - 6 | 3542 | 23MB 303 | GT Piping | 8 | PCE | Republic of Korea |  | UNID 443363571 |  | Pressure Measuring |  |  | 1015 | S-1015-0002-A-23-3542-01204305-N | 800 | 100 | 4 | 620 | 163 | 155 | SIK980000134232/6196 Unit 23 | 27583245 | 730890 | N | N
Polo | ROBA Piping Projects GmbH Obernburg | TPPL | Pressure Measuring |  | HALFEN, Perno HS Halfen, galvanizado, M 10, HS 28/15, M 10 x 20 | HALFEN, HS Halfen-Bolt, galvanized, M 10, HS 28/15, M 10 x 20 | 3542 | 23MB 303 | GT Piping | 10 | PCE | Germany |  | UNID 443363571 |  | Pressure Measuring |  |  | 1015 | S-1015-0002-A-23-3542-01204305-N | 800 | 100 | 2 | 620 | 163 | 155 | SIK980000134232/6196 Unit 23 | 27583217 | 730890 | N | N
Polo | ROBA Piping Projects GmbH Obernburg | TPPL | Pressure Measuring |  | HALFEN, Perno HS Halfen, galvanizado, M 12, HS 38/17, M 12 x 20 | HALFEN, HS Halfen-Bolt, galvanized, M 12, HS 38/17, M 12 x 20 | 3542 | 23MB 303 | GT Piping | 10 | PCE | Germany |  | UNID 443363571 |  | Pressure Measuring |  |  | 1015 | S-1015-0002-A-23-3542-01204305-N | 800 | 100 | 2 | 620 | 163 | 155 | SIK980000134232/6196 Unit 23 | 27583218 | 730890 | N | N
Polo | ROBA Piping Projects GmbH Obernburg | TPPL | Pressure Measuring |  | HALFEN, KON Consola, Acero galvanizado, KON 28/1, 300 mm de longitud | HALFEN, KON Cantilever, Galvanized steel, KON 28/1, 300 mm lang | 3542 | 23MB 303 | GT Piping | 4 | PCE | Germany |  | UNID 443363571 |  | Pressure Measuring |  |  | 1015 | S-1015-0002-A-23-3542-01204305-N | 800 | 100 | 5 | 620 | 163 | 155 | SIK980000134232/6196 Unit 23 | 27583219 | 730890 | N | N
Polo | ROBA Piping Projects GmbH Obernburg | TPPL | Pressure Measuring |  | HALFEN, KON Consola, Acero galvanizado, KON 28/1, 200 mm de longitud | HALFEN, KON Cantilever, Galvanized steel, KON 28/1, 200 mm lang | 3542 | 23MB 303 | GT Piping | 2 | PCE | Germany |  | UNID 443363571 |  | Pressure Measuring |  |  | 1015 | S-1015-0002-A-23-3542-01204305-N | 800 | 100 | 5 | 620 | 163 | 155 | SIK980000134232/6196 Unit 23 | 27583220 | 730890 | N | N
Polo | ROBA Piping Projects GmbH Obernburg | TPPL | Pressure Measuring |  | Abrazadera de tubería, serie estándar, Poliamida, DN 8 (13,5), CRA 213,5 PA DP-AS M W3 A | Pipe Clamp, Standard series, Polyamide, DN 8 (13,5), CRA 213,5 PA DP-AS M W3 A | 3542 | 23MB 303 | GT Piping | 8 | PCE | Germany |  | UNID 443363571 |  | Pressure Measuring |  |  | 1015 | S-1015-0002-A-23-3542-01204305-N | 800 | 100 | 1 | 620 | 163 | 155 | SIK980000134232/6196 Unit 23 | 27583221 | 730890 | N | N
Polo | ROBA Piping Projects GmbH Obernburg | TPPL | Pressure Measuring |  | Carril de montaje, serie estándar, Acero galvanizado, TS 11 - Longitud: 2 m | mounting rail, Standard series, Galvanized steel, TS 11 - Lenght: 2 m | 3542 | 23MB 303 | GT Piping | 1 | PCE | Germany |  | UNID 443363571 |  | Pressure Measuring |  |  | 1015 | S-1015-0002-A-23-3542-01204305-N | 800 | 100 | 6 | 620 | 163 | 155 | SIK980000134232/6196 Unit 23 | 27583222 | 730890 | N | N
Polo | ROBA Piping Projects GmbH Obernburg | TPPL | Pressure Measuring |  | Carril de montaje, tipo HL, Acero galvanizado, HL 28/28 - fv | Mounting Rail, Typ HL, Galvanized steel, HL 28/28 - fv | 3542 | 23MB 303 | GT Piping | 2 | MTR | Germany |  | UNID 443363571 |  | Pressure Measuring |  |  | 1015 | S-1015-0002-A-23-3542-01204305-N | 800 | 100 | 3 | 620 | 163 | 155 | SIK980000134232/6196 Unit 23 | 27583188 | 730890 | N | N
Polo | ROBA Piping Projects GmbH Obernburg | TPPL | Pressure Measuring |  | Carril de montaje, tipo HL, Acero galvanizado, HL 36/36 - fv | Mounting Rail, Typ HL, Galvanized steel, HL 36/36 - fv | 3542 | 23MB 303 | GT Piping | 3.9 | MTR | Germany |  | UNID 443363571 |  | Pressure Measuring |  |  | 1015 | S-1015-0002-A-23-3542-01204305-N | 800 | 100 | 6 | 620 | 163 | 155 | SIK980000134232/6196 Unit 23 | 27583187 | 730890 | N | N
Polo | ROBA Piping Projects GmbH Obernburg | TPPL | Pressure Measuring |  | Tornillo autorroscante, Acero galvanizado, 6,3 x 16 mm | self-trapping screw, Galvanized steel, 6,3 x 16 mm | 3542 | 23MB 303 | GT Piping | 25 | PCE | Germany |  | ZEP004-MBA-MTB069-384780 |  | Pressure Measuring |  |  | 1015 | S-1015-0002-A-23-3542-01204305-N | 800 | 100 | 0.5 | 620 | 163 | 155 | SIK980000134232/6196 Unit 23 | 27583223 | 730890 | N | N
Polo | ROBA Piping Projects GmbH Obernburg | TPPL | Pressure Measuring |  | Protección contra la sobretensión, transmisores incluidos MBA11CP001/002/003 - prefabricada | Surge Protection incl. Transmitters MBA11CP001/002/003 - Premanufactured | 3542 | 23MB 303 | GT Piping | 1 | PCE | Republic of Korea |  | ZEP004-MBA-MTB069-384780 |  | Pressure Measuring |  |  | 1015 | S-1015-0002-A-23-3542-01204305-N | 800 | 100 | 18 | 620 | 163 | 155 | SIK980000134232/6196 Unit 23 | 27583246 | 730890 | N | N
Polo | ROBA Piping Projects GmbH Obernburg | TPPL | Pressure Measuring |  | Soporte para protección contra la sobretensión | Support for Surge Protetion | 3542 | 23MB 303 | GT Piping | 1 | PCE | Germany |  | ZEP002-MBA11-MTB030-354210 |  | Pressure Measuring |  |  | 1015 | S-1015-0002-A-23-3542-01204305-N | 800 | 100 | 16.3 | 620 | 163 | 155 | SIK980000134232/6196 Unit 23 | 27583214 | 730890 | N | N
Polo | ROBA Piping Projects GmbH Obernburg | TPPL | Purge Water |  | CARRETE DE TUBERÍA PREFABRICADO DN 40, 1.4541 | PREFABRICATED PIPE SPOOL DN 40, 1.4541 | 3542 | 23MB 303 | GT Piping | 1 | PCE | Germany |  | MBN81BR001 |  | Purge Water |  |  | 1015 | S-1015-0003-A-23-3542-01204305-N | 1600 | 692 | 25 | 624 | 235 | 119 | SIK980000134232/6196 Unit 23 | 27582339 | 730890 | N | N
Polo | ROBA Piping Projects GmbH Obernburg | TPPL | Purge Water |  | CARRETE DE TUBERÍA PREFABRICADO DN 40, 1.4541 | PREFABRICATED PIPE SPOOL DN 40, 1.4541 | 3542 | 23MB 303 | GT Piping | 1 | PCE | Germany |  | MBN81BR001 |  | Purge Water |  |  | 1015 | S-1015-0003-A-23-3542-01204305-N | 1600 | 692 | 25 | 624 | 235 | 119 | SIK980000134232/6196 Unit 23 | 27582338 | 730890 | N | N
Polo | ROBA Piping Projects GmbH Obernburg | TPPL | Purge Water |  | CARRETE DE TUBERÍA PREFABRICADO DN 40, 1.4541 | PREFABRICATED PIPE SPOOL DN 40, 1.4541 | 3542 | 23MB 303 | GT Piping | 1 | PCE | Germany |  | MBN81BR001 |  | Purge Water |  |  | 1015 | S-1015-0003-A-23-3542-01204305-N | 1600 | 692 | 25 | 624 | 235 | 119 | SIK980000134232/6196 Unit 23 | 27582337 | 730890 | N | N
Polo | ROBA Piping Projects GmbH Obernburg | TPPL | Purge Water |  | CARRETE DE TUBERÍA PREFABRICADO DN 40, 1.4541 | PREFABRICATED PIPE SPOOL DN 40, 1.4541 | 3542 | 23MB 303 | GT Piping | 1 | PCE | Germany |  | MBN83BR001 1/2 |  | Purge Water |  |  | 1015 | S-1015-0003-A-23-3542-01204305-N | 1600 | 692 | 36 | 624 | 235 | 119 | SIK980000134232/6196 Unit 23 | 27582336 | 730890 | N | N
Polo | ROBA Piping Projects GmbH Obernburg | TPPL | Purge Water |  | CARRETE DE TUBERÍA PREFABRICADO DN 40, 1.4541 | PREFABRICATED PIPE SPOOL DN 40, 1.4541 | 3542 | 23MB 303 | GT Piping | 1 | PCE | Germany |  | MBN83BR001 1/2 |  | Purge Water |  |  | 1015 | S-1015-0003-A-23-3542-01204305-N | 1600 | 692 | 25 | 624 | 235 | 119 | SIK980000134232/6196 Unit 23 | 27582335 | 730890 | N | N
Polo | ROBA Piping Projects GmbH Obernburg | TPPL | Purge Water |  | CARRETE DE TUBERÍA PREFABRICADO DN 40, 1.4541 | PREFABRICATED PIPE SPOOL DN 40, 1.4541 | 3542 | 23MB 303 | GT Piping | 1 | PCE | Germany |  | MBN83BR001 2/2 |  | Purge Water |  |  | 1015 | S-1015-0003-A-23-3542-01204305-N | 1600 | 692 | 25 | 624 | 235 | 119 | SIK980000134232/6196 Unit 23 | 27582334 | 730890 | N | N
Polo | ROBA Piping Projects GmbH Obernburg | TPPL | Purge Water |  | CARRETE DE TUBERÍA PREFABRICADO DN 40, 1.4541 | PREFABRICATED PIPE SPOOL DN 40, 1.4541 | 3542 | 23MB 303 | GT Piping | 1 | PCE | Germany |  | MBN84BR001 1/2 |  | Purge Water |  |  | 1015 | S-1015-0003-A-23-3542-01204305-N | 1600 | 692 | 25 | 624 | 235 | 119 | SIK980000134232/6196 Unit 23 | 27582333 | 730890 | N | N
Polo | ROBA Piping Projects GmbH Obernburg | TPPL | Purge Water |  | CARRETE DE TUBERÍA PREFABRICADO DN 40, 1.4541 | PREFABRICATED PIPE SPOOL DN 40, 1.4541 | 3542 | 23MB 303 | GT Piping | 1 | PCE | Germany |  | MBN84BR001 1/2 |  | Purge Water |  |  | 1015 | S-1015-0003-A-23-3542-01204305-N | 1600 | 692 | 25 | 624 | 235 | 119 | SIK980000134232/6196 Unit 23 | 27582332 | 730890 | N | N
Polo | ROBA Piping Projects GmbH Obernburg | TPPL | Purge Water |  | CARRETE DE TUBERÍA PREFABRICADO DN 40, 1.4541 | PREFABRICATED PIPE SPOOL DN 40, 1.4541 | 3542 | 23MB 303 | GT Piping | 1 | PCE | Germany |  | MBN84BR001 2/2 |  | Purge Water |  |  | 1015 | S-1015-0003-A-23-3542-01204305-N | 1600 | 692 | 25 | 624 | 235 | 119 | SIK980000134232/6196 Unit 23 | 27582331 | 730890 | N | N
Polo | ROBA Piping Projects GmbH Obernburg | TPPL | Purge Water |  | CARRETE DE TUBERÍA PREFABRICADO DN 40, 1.4541 | PREFABRICATED PIPE SPOOL DN 40, 1.4541 | 3542 | 23MB 303 | GT Piping | 1 | PCE | Germany |  | MBN85BR001 |  | Purge Water |  |  | 1015 | S-1015-0003-A-23-3542-01204305-N | 1600 | 692 | 25 | 624 | 235 | 119 | SIK980000134232/6196 Unit 23 | 27582330 | 730890 | N | N
Polo | ROBA Piping Projects GmbH Obernburg | TPPL | Purge Water |  | CARRETE DE TUBERÍA PREFABRICADO DN 40, 1.4541 | PREFABRICATED PIPE SPOOL DN 40, 1.4541 | 3542 | 23MB 303 | GT Piping | 1 | PCE | Germany |  | MBN85BR001 |  | Purge Water |  |  | 1015 | S-1015-0003-A-23-3542-01204305-N | 1600 | 692 | 25 | 624 | 235 | 119 | SIK980000134232/6196 Unit 23 | 27582329 | 730890 | N | N
Polo | ROBA Piping Projects GmbH Obernburg | TPPL | Purge Water |  | CARRETE DE TUBERÍA PREFABRICADO DN 25 / 12, 1.4571, material suelto | PREFABRICATED PIPE SPOOL DN 25 / 12, 1.4571, loose packed | 3542 | 23MB 303 | GT Piping | 1 | PCE | Germany |  | MBN85BR003 |  | Purge Water |  |  | 1015 | S-1015-0003-A-23-3542-01204305-N | 1600 | 692 | 25 | 624 | 235 | 119 | SIK980000134232/6196 Unit 23 | 27582328 | 730890 | N | N
Polo | ROBA Piping Projects GmbH Obernburg | TPPL | Purge Water |  | Perno hexagonal, AD-W2, A 2 - 70, M 16, M 16 x 65 | Hexagon Bolt, AD-W2, A 2 - 70, M 16, M 16 x 65 | 3542 | 23MB 303 | GT Piping | 12 | PCE | Germany |  | MBN81BR001 |  | Purge Water |  |  | 1015 | S-1015-0003-A-23-3542-01204305-N | 1600 | 692 | 25 | 624 | 235 | 119 | SIK980000134232/6196 Unit 23 | 27582327 | 730890 | N | N
Polo | ROBA Piping Projects GmbH Obernburg | TPPL | Purge Water |  | Perno hexagonal, AD-W2, A 2 - 70, M 16 | Hexagon Nut, AD-W2, A 2 - 70, M 16 | 3542 | 23MB 303 | GT Piping | 12 | PCE | Germany |  | MBN81BR001 |  | Purge Water |  |  | 1015 | S-1015-0003-A-23-3542-01204305-N | 1600 | 692 | 1.2 | 624 | 235 | 119 | SIK980000134232/6196 Unit 23 | 27582326 | 730890 | N | N
Polo | ROBA Piping Projects GmbH Obernburg | TPPL | Purge Water |  | Arandela de retención, Forma A, Acero inoxidable, M 16, 17,0 x 25,4 x 3,2 mm | Locking Washer, Form A, Stainless steel, M 16, 17,0 x 25,4 x 3,2 mm | 3542 | 23MB 303 | GT Piping | 24 | PR | Germany |  | MBN81BR001 |  | Purge Water |  |  | 1015 | S-1015-0003-A-23-3542-01204305-N | 1600 | 692 | 2.4 | 624 | 235 | 119 | SIK980000134232/6196 Unit 23 | 27582272 | 730890 | N | N
Polo | ROBA Piping Projects GmbH Obernburg | TPPL | Purge Water |  | Junta tórica, Vitón (80 mm), DN 40, 53,0 x 3,55 | O-Ring, Viton (80 Shore), DN 40, 53,0 x 3,55 | 3542 | 23MB 303 | GT Piping | 3 | PCE | Germany |  | MBN81BR001 |  | Purge Water |  |  | 1015 | S-1015-0003-A-23-3542-01204305-N | 1600 | 692 | 0.3 | 624 | 235 | 119 | SIK980000134232/6196 Unit 23 | 27582325 | 730890 | N | N
Polo | ROBA Piping Projects GmbH Obernburg | TPPL | Purge Water |  | Junta de estanqueidad, Cobre, 1/2", 26 x 21 x 1,5 mm | Gasket Ring, Copper, 1/2", 26 x 21 x 1,5 mm | 3542 | 23MB 303 | GT Piping | 1 | PCE | Germany |  | MBN81BR001 |  | Purge Water |  |  | 1015 | S-1015-0003-A-23-3542-01204305-N | 1600 | 692 | 0.1 | 624 | 235 | 119 | SIK980000134232/6196 Unit 23 | 27582324 | 730890 | N | N
Polo | ROBA Piping Projects GmbH Obernburg | TPPL | Purge Water |  | Perno hexagonal, AD-W2, A 2 - 70, M 20, M 20 x 135 | Hexagon Bolt, AD-W2, A 2 - 70, M 20, M 20 x 135 | 3542 | 23MB 303 | GT Piping | 4 | PCE | Germany |  | MBN83BR001 1/2 |  | Purge Water |  |  | 1015 | S-1015-0003-A-23-3542-01204305-N | 1600 | 692 | 0.8 | 624 | 235 | 119 | SIK980000134232/6196 Unit 23 | 27582323 | 730890 | N | N
Polo | ROBA Piping Projects GmbH Obernburg | TPPL | Purge Water |  | Perno hexagonal, AD-W2, A 2 - 70, M 20 | Hexagon Nut, AD-W2, A 2 - 70, M 20 | 3542 | 23MB 303 | GT Piping | 4 | PCE | Germany |  | MBN83BR001 1/2 |  | Purge Water |  |  | 1015 | S-1015-0003-A-23-3542-01204305-N | 1600 | 692 | 0.4 | 624 | 235 | 119 | SIK980000134232/6196 Unit 23 | 27582322 | 730890 | N | N
Polo | ROBA Piping Projects GmbH Obernburg | TPPL | Purge Water |  | Tornillo de cierre, según SLV 3850115, 1.4404, DN 20, M 27 x 2,0, Ø 2 mm | Screw Plug, acc. SLV 3850115, 1.4404, DN 20, M 27 x 2,0, Ø 2 mm | 3542 | 23MB 303 | GT Piping | 1 | PCE | Germany |  | MBN83BR001 1/2 / MBN83BP001 |  | Purge Water |  |  | 1015 | S-1015-0003-A-23-3542-01204305-N | 1600 | 692 | 0.2 | 624 | 235 | 119 | SIK980000134232/6196 Unit 23 | 27582321 | 730890 | N | N
Polo | ROBA Piping Projects GmbH Obernburg | TPPL | Purge Water |  | Arandela de retención, Forma A, Acero inoxidable, M 20, 21,4 x 30,7 x 3,2 mm | Locking Washer, Form A, Stainless steel, M 20, 21,4 x 30,7 x 3,2 mm | 3542 | 23MB 303 | GT Piping | 8 | PR | Germany |  | MBN83BR001 1/2 |  | Purge Water |  |  | 1015 | S-1015-0003-A-23-3542-01204305-N | 1600 | 692 | 0.8 | 624 | 235 | 119 | SIK980000134232/6196 Unit 23 | 27582269 | 730890 | N | N
Polo | ROBA Piping Projects GmbH Obernburg | TPPL | Purge Water |  | Junta tórica, Vitón (80 mm), DN 40, 53,0 x 3,55 | O-Ring, Viton (80 Shore), DN 40, 53,0 x 3,55 | 3542 | 23MB 303 | GT Piping | 2 | PCE | Germany |  | MBN83BR001 1/2 |  | Purge Water |  |  | 1015 | S-1015-0003-A-23-3542-01204305-N | 1600 | 692 | 0.2 | 624 | 235 | 119 | SIK980000134232/6196 Unit 23 | 27582320 | 730890 | N | N
Polo | ROBA Piping Projects GmbH Obernburg | TPPL | Purge Water |  | Válvula de control, según SLV 3500073, Acero inoxidable, DN 40 | Check Valve, acc. SLV 3500073, Stainless steel, DN 40 | 3542 | 23MB 303 | GT Piping | 1 | PCE | Germany |  | MBN83BR001 1/2 / MBN83AA201 |  | Purge Water |  |  | 1015 | S-1015-0003-A-23-3542-01204305-N | 1600 | 692 | 3 | 624 | 235 | 119 | SIK980000134232/6196 Unit 23 | 27582319 | 730890 | N | N
Polo | ROBA Piping Projects GmbH Obernburg | TPPL | Purge Water |  | Válvula solenoide, ZEP004-MB-MEC010-384807 Rev. -, 1.4571, DN 25, Art. 6 (5-VMK-H 25 NC VA 1 E acc. DGS | Solenoid Valve, ZEP004-MB-MEC010-384807 Rev. -, 1.4571, DN 25, Item 6 (5-VMK-H 25 NC VA 1 E acc. DGS | 3542 | 23MB 303 | GT Piping | 1 | PCE | Germany |  | MBN83BR001 1/2 / MBN83AA052 |  | Purge Water |  |  | 1015 | S-1015-0003-A-23-3542-01204305-N | 1600 | 692 | 8 | 624 | 235 | 119 | SIK980000134232/6196 Unit 23 | 27582318 | 730890 | N | N
Polo | ROBA Piping Projects GmbH Obernburg | TPPL | Purge Water |  | Válvula solenoide, ZEP004-MB-MEC010-384807 Rev. -, 1.4571, DN 25, Art. 6 (5-VMK-H 25 NC VA 1 E acc. DGS | Solenoid Valve, ZEP004-MB-MEC010-384807 Rev. -, 1.4571, DN 25, Item 6 (5-VMK-H 25 NC VA 1 E acc. DGS | 3542 | 23MB 303 | GT Piping | 1 | PCE | Germany |  | MBN83BR001 1/2 / MBN83AA051 |  | Purge Water |  |  | 1015 | S-1015-0003-A-23-3542-01204305-N | 1600 | 692 | 8 | 624 | 235 | 119 | SIK980000134232/6196 Unit 23 | 27582317 | 730890 | N | N
Polo | ROBA Piping Projects GmbH Obernburg | TPPL | Purge Water |  | Perno hexagonal, AD-W2, A 2 - 70, M 20, M 20 x 90 | Hexagon Bolt, AD-W2, A 2 - 70, M 20, M 20 x 90 | 3542 | 23MB 303 | GT Piping | 4 | PCE | Germany |  | MBN84BR001 1/2 |  | Purge Water |  |  | 1015 | S-1015-0003-A-23-3542-01204305-N | 1600 | 692 | 0.8 | 624 | 235 | 119 | SIK980000134232/6196 Unit 23 | 27582316 | 730890 | N | N
Polo | ROBA Piping Projects GmbH Obernburg | TPPL | Purge Water |  | Perno hexagonal, AD-W2, A 2 - 70, M 20 | Hexagon Nut, AD-W2, A 2 - 70, M 20 | 3542 | 23MB 303 | GT Piping | 4 | PCE | Germany |  | MBN84BR001 1/2 |  | Purge Water |  |  | 1015 | S-1015-0003-A-23-3542-01204305-N | 1600 | 692 | 0.4 | 624 | 235 | 119 | SIK980000134232/6196 Unit 23 | 27582315 | 730890 | N | N
Polo | ROBA Piping Projects GmbH Obernburg | TPPL | Purge Water |  | Tornillo de cierre, según SLV 3850115, 1.4404, DN 20, M 27 x 2,0 Ø 2 mm | Screw Plug, acc. SLV 3850115, 1.4404, DN 20, M 27 x 2,0 Ø 2 mm | 3542 | 23MB 303 | GT Piping | 1 | PCE | Germany |  | MBN84BR001 1/2 / MBN84BP001 |  | Purge Water |  |  | 1015 | S-1015-0003-A-23-3542-01204305-N | 1600 | 692 | 0.2 | 624 | 235 | 119 | SIK980000134232/6196 Unit 23 | 27582314 | 730890 | N | N
Polo | ROBA Piping Projects GmbH Obernburg | TPPL | Purge Water |  | Arandela de retención, Forma A, Acero inoxidable, M 20, 21,4 x 30,7 x 3,2 mm | Locking Washer, Form A, Stainless steel, M 20, 21,4 x 30,7 x 3,2 mm | 3542 | 23MB 303 | GT Piping | 8 | PR | Germany |  | MBN84BR001 1/2 |  | Purge Water |  |  | 1015 | S-1015-0003-A-23-3542-01204305-N | 1600 | 692 | 0.8 | 624 | 235 | 119 | SIK980000134232/6196 Unit 23 | 27582273 | 730890 | N | N
Polo | ROBA Piping Projects GmbH Obernburg | TPPL | Purge Water |  | Junta tórica, Vitón (80 mm), DN 40, 53,0 x 3,55 | O-Ring, Viton (80 Shore), DN 40, 53,0 x 3,55 | 3542 | 23MB 303 | GT Piping | 1 | PCE | Germany |  | MBN84BR001 1/2 |  | Purge Water |  |  | 1015 | S-1015-0003-A-23-3542-01204305-N | 1600 | 692 | 0.1 | 624 | 235 | 119 | SIK980000134232/6196 Unit 23 | 27582313 | 730890 | N | N
Polo | ROBA Piping Projects GmbH Obernburg | TPPL | Purge Water |  | Válvula solenoide, ZEP004-MB-MEC010-384807 Rev. -, 1.4571, DN 25, Art. 6 | Solenoid Valve, ZEP004-MB-MEC010-384807 Rev. -, 1.4571, DN 25, Item 6 | 3542 | 23MB 303 | GT Piping | 1 | PCE | Germany |  | MBN84BR001 1/2 / MBN84AA051 |  | Purge Water |  |  | 1015 | S-1015-0003-A-23-3542-01204305-N | 1600 | 692 | 8 | 624 | 235 | 119 | SIK980000134232/6196 Unit 23 | 27582312 | 730890 | N | N
Polo | ROBA Piping Projects GmbH Obernburg | TPPL | Purge Water |  | Válvula solenoide, ZEP004-MB-MEC010-384807 Rev. -, 1.4571, DN 25, Art. 6 | Solenoid Valve, ZEP004-MB-MEC010-384807 Rev. -, 1.4571, DN 25, Item 6 | 3542 | 23MB 303 | GT Piping | 1 | PCE | Germany |  | MBN84BR001 1/2 / MBN84AA052 |  | Purge Water |  |  | 1015 | S-1015-0003-A-23-3542-01204305-N | 1600 | 692 | 8 | 624 | 235 | 119 | SIK980000134232/6196 Unit 23 | 27582311 | 730890 | N | N
Polo | ROBA Piping Projects GmbH Obernburg | TPPL | Purge Water |  | Tubería, sin soldaduras, AD-W2, PK 2, 1.4571, DN 12, 12,0 x 1,5 | Pipe, seamless, AD-W2, PK 2, 1.4571, DN 12, 12,0 x 1,5 | 3542 | 23MB 303 | GT Piping | 10.5 | MTR | Austria |  | MBN84BR003 |  | Purge Water |  |  | 1015 | S-1015-0003-A-23-3542-01204305-N | 1600 | 692 | 4.2 | 624 | 235 | 119 | SIK980000134232/6196 Unit 23 | 27582341 | 730890 | N | N
Polo | ROBA Piping Projects GmbH Obernburg | TPPL | Purge Water |  | Swagelok, Unión métrica, 1.4401, DN 12, SS - 12MO - 6 | Swagelok, Union metric., 1.4401, DN 12, SS - 12MO - 6 | 3542 | 23MB 303 | GT Piping | 1 | PCE | Republic of Korea |  | MBN84BR003 |  | Purge Water |  |  | 1015 | S-1015-0003-A-23-3542-01204305-N | 1600 | 692 | 0.5 | 624 | 235 | 119 | SIK980000134232/6196 Unit 23 | 27582345 | 730890 | N | N
Polo | ROBA Piping Projects GmbH Obernburg | TPPL | Purge Water |  | Swagelok, Unión en T métrica, 1.4401, DN 12, SS - 12MO - 3 | Swagelok, T-Union metric, 1.4401, DN 12, SS - 12MO - 3 | 3542 | 23MB 303 | GT Piping | 1 | PCE | Republic of Korea |  | MBN84BR003 |  | Purge Water |  |  | 1015 | S-1015-0003-A-23-3542-01204305-N | 1600 | 692 | 0.5 | 624 | 235 | 119 | SIK980000134232/6196 Unit 23 | 27582344 | 730890 | N | N
Polo | ROBA Piping Projects GmbH Obernburg | TPPL | Purge Water |  | Perno hexagonal, AD-W2, A 2 - 70, M 20, M 20 x 90 | Hexagon Bolt, AD-W2, A 2 - 70, M 20, M 20 x 90 | 3542 | 23MB 303 | GT Piping | 4 | PCE | Germany |  | MBN85BR001 |  | Purge Water |  |  | 1015 | S-1015-0003-A-23-3542-01204305-N | 1600 | 692 | 0.8 | 624 | 235 | 119 | SIK980000134232/6196 Unit 23 | 27582310 | 730890 | N | N
Polo | ROBA Piping Projects GmbH Obernburg | TPPL | Purge Water |  | Perno hexagonal, AD-W2, A 2 - 70, M 20 | Hexagon Nut, AD-W2, A 2 - 70, M 20 | 3542 | 23MB 303 | GT Piping | 4 | PCE | Germany |  | MBN85BR001 |  | Purge Water |  |  | 1015 | S-1015-0003-A-23-3542-01204305-N | 1600 | 692 | 0.4 | 624 | 235 | 119 | SIK980000134232/6196 Unit 23 | 27582309 | 730890 | N | N
Polo | ROBA Piping Projects GmbH Obernburg | TPPL | Purge Water |  | Tornillo de cierre, según SLV 3850115, 1.4404, DN 20, M 27 x 2,0, Ø 2 mm | Screw Plug, acc. SLV 3850115, 1.4404, DN 20, M 27 x 2,0, Ø 2 mm | 3542 | 23MB 303 | GT Piping | 1 | PCE | Germany |  | MBN85BR001 / MBN83BP002 |  | Purge Water |  |  | 1015 | S-1015-0003-A-23-3542-01204305-N | 1600 | 692 | 0.2 | 624 | 235 | 119 | SIK980000134232/6196 Unit 23 | 27582308 | 730890 | N | N
Polo | ROBA Piping Projects GmbH Obernburg | TPPL | Purge Water |  | Arandela de retención, Forma A, Acero inoxidable, M 20, 21,4 x 30,7 x 3,2 mm | Locking Washer, Form A, Stainless steel, M 20, 21,4 x 30,7 x 3,2 mm | 3542 | 23MB 303 | GT Piping | 8 | PR | Germany |  | MBN85BR001 |  | Purge Water |  |  | 1015 | S-1015-0003-A-23-3542-01204305-N | 1600 | 692 | 0.8 | 624 | 235 | 119 | SIK980000134232/6196 Unit 23 | 27582271 | 730890 | N | N
Polo | ROBA Piping Projects GmbH Obernburg | TPPL | Purge Water |  | Junta tórica, Vitón (80 mm), DN 40, 53,0 x 3,55 | O-Ring, Viton (80 Shore), DN 40, 53,0 x 3,55 | 3542 | 23MB 303 | GT Piping | 1 | PCE | Germany |  | MBN85BR001 |  | Purge Water |  |  | 1015 | S-1015-0003-A-23-3542-01204305-N | 1600 | 692 | 0.1 | 624 | 235 | 119 | SIK980000134232/6196 Unit 23 | 27582307 | 730890 | N | N
Polo | ROBA Piping Projects GmbH Obernburg | TPPL | Purge Water |  | Válvula solenoide, ZEP004-MB-MEC010-384807 Rev. -, 1.4571, DN 25, Art. 6 | Solenoid Valve, ZEP004-MB-MEC010-384807 Rev. -, 1.4571, DN 25, Item 6 | 3542 | 23MB 303 | GT Piping | 1 | PCE | Germany |  | MBN85BR001 / MBN83AA054 |  | Purge Water |  |  | 1015 | S-1015-0003-A-23-3542-01204305-N | 1600 | 692 | 8 | 624 | 235 | 119 | SIK980000134232/6196 Unit 23 | 27582306 | 730890 | N | N
Polo | ROBA Piping Projects GmbH Obernburg | TPPL | Purge Water |  | Válvula solenoide, ZEP004-MB-MEC010-384807 Rev. -, 1.4571, DN 25, Art. 6 | Solenoid Valve, ZEP004-MB-MEC010-384807 Rev. -, 1.4571, DN 25, Item 6 | 3542 | 23MB 303 | GT Piping | 1 | PCE | Germany |  | MBN85BR001 / MBN83AA053 |  | Purge Water |  |  | 1015 | S-1015-0003-A-23-3542-01204305-N | 1600 | 692 | 8 | 624 | 235 | 119 | SIK980000134232/6196 Unit 23 | 27582305 | 730890 | N | N
Polo | ROBA Piping Projects GmbH Obernburg | TPPL | Purge Water |  | Tubería, sin soldaduras, AD-W2, PK 2, 1.4571, DN 12, 12,0 x 1,5 | Pipe, seamless, AD-W2, PK 2, 1.4571, DN 12, 12,0 x 1,5 | 3542 | 23MB 303 | GT Piping | 0.9 | MTR | Austria |  | MBN85BR002 |  | Purge Water |  |  | 1015 | S-1015-0003-A-23-3542-01204305-N | 1600 | 692 | 0.36 | 624 | 235 | 119 | SIK980000134232/6196 Unit 23 | 27582340 | 730890 | N | N
Polo | ROBA Piping Projects GmbH Obernburg | TPPL | Purge Water |  | Swagelok, Unión en T métrica, 1.4401, DN 12, SS - 12MO - 3 | Swagelok, T- Union metric, 1.4401, DN 12, SS - 12MO - 3 | 3542 | 23MB 303 | GT Piping | 1 | PCE | Republic of Korea |  | MBN85BR002 |  | Purge Water |  |  | 1015 | S-1015-0003-A-23-3542-01204305-N | 1600 | 692 | 0.5 | 624 | 235 | 119 | SIK980000134232/6196 Unit 23 | 27582343 | 730890 | N | N
Polo | ROBA Piping Projects GmbH Obernburg | TPPL | Purge Water |  | Tubería, sin soldaduras, AD-W2, PK 2, 1.4571, DN 12, 12,0 x 1,5 | Pipe, seamless, AD-W2, PK 2, 1.4571, DN 12, 12,0 x 1,5 | 3542 | 23MB 303 | GT Piping | 3.95 | MTR | Austria |  | MBN85BR003 |  | Purge Water |  |  | 1015 | S-1015-0003-A-23-3542-01204305-N | 1600 | 692 | 1.58 | 624 | 235 | 119 | SIK980000134232/6196 Unit 23 | 27582342 | 730890 | N | N
Polo | ROBA Piping Projects GmbH Obernburg | TPPL | Purge Water |  | Perno hexagonal, AD-W2, A 2 - 70, M 12, M 12 x 60 | Hexagon Bolt, AD-W2, A 2 - 70, M 12, M 12 x 60 | 3542 | 23MB 303 | GT Piping | 4 | PCE | Germany |  | MBN85BR003 |  | Purge Water |  |  | 1015 | S-1015-0003-A-23-3542-01204305-N | 1600 | 692 | 0.8 | 624 | 235 | 119 | SIK980000134232/6196 Unit 23 | 27582304 | 730890 | N | N
Polo | ROBA Piping Projects GmbH Obernburg | TPPL | Purge Water |  | Perno hexagonal, AD-W2, A 2 - 70, M 12 | Hexagon Nut, AD-W2, A 2 - 70, M 12 | 3542 | 23MB 303 | GT Piping | 4 | PCE | Germany |  | MBN85BR003 |  | Purge Water |  |  | 1015 | S-1015-0003-A-23-3542-01204305-N | 1600 | 692 | 0.4 | 624 | 235 | 119 | SIK980000134232/6196 Unit 23 | 27582303 | 730890 | N | N
Polo | ROBA Piping Projects GmbH Obernburg | TPPL | Purge Water |  | Arandela de retención, Forma A, Acero inoxidable, M 12, 13,0 x 19,5 x 2,2 mm | Locking Washer, Form A, Stainless steel, M 12, 13,0 x 19,5 x 2,2 mm | 3542 | 23MB 303 | GT Piping | 8 | PR | Germany |  | MBN85BR003 |  | Purge Water |  |  | 1015 | S-1015-0003-A-23-3542-01204305-N | 1600 | 692 | 0.8 | 624 | 235 | 119 | SIK980000134232/6196 Unit 23 | 27582268 | 730890 | N | N
Polo | ROBA Piping Projects GmbH Obernburg | TPPL | Purge Water |  | Junta tórica, Vitón (80 mm), DN 25, 36,5 x 2,65 | O-Ring, Viton (80 Shore), DN 25, 36,5 x 2,65 | 3542 | 23MB 303 | GT Piping | 1 | PCE | Germany |  | MBN85BR003 |  | Purge Water |  |  | 1015 | S-1015-0003-A-23-3542-01204305-N | 1600 | 692 | 0.1 | 624 | 235 | 119 | SIK980000134232/6196 Unit 23 | 27582302 | 730890 | N | N
Polo | ROBA Piping Projects GmbH Obernburg | TPPL | Purge Water |  | Perno hexagonal, AD-W2, A 2 - 70, M 12, M 12 x 60 | Hexagon Bolt, AD-W2, A 2 - 70, M 12, M 12 x 60 | 3542 | 23MB 303 | GT Piping | 1 | PCE | Germany |  | ASP |  | Purge Water |  |  | 1015 | S-1015-0003-A-23-3542-01204305-N | 1600 | 692 | 0.2 | 624 | 235 | 119 | SIK980000134232/6196 Unit 23 | 27582301 | 730890 | N | N
Polo | ROBA Piping Projects GmbH Obernburg | TPPL | Purge Water |  | Perno hexagonal, AD-W2, A 2 - 70, M 16, M 16 x 65 | Hexagon Bolt, AD-W2, A 2 - 70, M 16, M 16 x 65 | 3542 | 23MB 303 | GT Piping | 2 | PCE | Germany |  | ASP |  | Purge Water |  |  | 1015 | S-1015-0003-A-23-3542-01204305-N | 1600 | 692 | 0.4 | 624 | 235 | 119 | SIK980000134232/6196 Unit 23 | 27582300 | 730890 | N | N
Polo | ROBA Piping Projects GmbH Obernburg | TPPL | Purge Water |  | Perno hexagonal, AD-W2, A 2 - 70, M 20, M 20 x 135 | Hexagon Bolt, AD-W2, A 2 - 70, M 20, M 20 x 135 | 3542 | 23MB 303 | GT Piping | 1 | PCE | Germany |  | ASP |  | Purge Water |  |  | 1015 | S-1015-0003-A-23-3542-01204305-N | 1600 | 692 | 0.2 | 624 | 235 | 119 | SIK980000134232/6196 Unit 23 | 27582299 | 730890 | N | N
Polo | ROBA Piping Projects GmbH Obernburg | TPPL | Purge Water |  | Perno hexagonal, AD-W2, A 2 - 70, M 20, M 20 x 90 | Hexagon Bolt, AD-W2, A 2 - 70, M 20, M 20 x 90 | 3542 | 23MB 303 | GT Piping | 1 | PCE | Germany |  | ASP |  | Purge Water |  |  | 1015 | S-1015-0003-A-23-3542-01204305-N | 1600 | 692 | 0.2 | 624 | 235 | 119 | SIK980000134232/6196 Unit 23 | 27582298 | 730890 | N | N
Polo | ROBA Piping Projects GmbH Obernburg | TPPL | Purge Water |  | Perno hexagonal, AD-W2, A 2 - 70, M 12 | Hexagon Nut, AD-W2, A 2 - 70, M 12 | 3542 | 23MB 303 | GT Piping | 1 | PCE | Germany |  | ASP |  | Purge Water |  |  | 1015 | S-1015-0003-A-23-3542-01204305-N | 1600 | 692 | 0.1 | 624 | 235 | 119 | SIK980000134232/6196 Unit 23 | 27582297 | 730890 | N | N
Polo | ROBA Piping Projects GmbH Obernburg | TPPL | Purge Water |  | Perno hexagonal, AD-W2, A 2 - 70, M 16 | Hexagon Nut, AD-W2, A 2 - 70, M 16 | 3542 | 23MB 303 | GT Piping | 2 | PCE | Germany |  | ASP |  | Purge Water |  |  | 1015 | S-1015-0003-A-23-3542-01204305-N | 1600 | 692 | 0.2 | 624 | 235 | 119 | SIK980000134232/6196 Unit 23 | 27582296 | 730890 | N | N
Polo | ROBA Piping Projects GmbH Obernburg | TPPL | Purge Water |  | Perno hexagonal, AD-W2, A 2 - 70, M 20 | Hexagon Nut, AD-W2, A 2 - 70, M 20 | 3542 | 23MB 303 | GT Piping | 2 | PCE | Germany |  | ASP |  | Purge Water |  |  | 1015 | S-1015-0003-A-23-3542-01204305-N | 1600 | 692 | 0.2 | 624 | 235 | 119 | SIK980000134232/6196 Unit 23 | 27582295 | 730890 | N | N
Polo | ROBA Piping Projects GmbH Obernburg | TPPL | Purge Water |  | Arandela de retención, Forma A, Acero inoxidable, M 12, 13,0 x 19,5 x 2,2 mm | Locking Washer, Form A, Stainless steel, M 12, 13,0 x 19,5 x 2,2 mm | 3542 | 23MB 303 | GT Piping | 1 | PR | Germany |  | ASP |  | Purge Water |  |  | 1015 | S-1015-0003-A-23-3542-01204305-N | 1600 | 692 | 0.1 | 624 | 235 | 119 | SIK980000134232/6196 Unit 23 | 27582274 | 730890 | N | N
Polo | ROBA Piping Projects GmbH Obernburg | TPPL | Purge Water |  | Arandela de retención, Forma A, Acero inoxidable, M 16, 17,0 x 25,4 x 3,2 mm | Locking Washer, Form A, Stainless steel, M 16, 17,0 x 25,4 x 3,2 mm | 3542 | 23MB 303 | GT Piping | 3 | PR | Germany |  | ASP |  | Purge Water |  |  | 1015 | S-1015-0003-A-23-3542-01204305-N | 1600 | 692 | 0.3 | 624 | 235 | 119 | SIK980000134232/6196 Unit 23 | 27582275 | 730890 | N | N
Polo | ROBA Piping Projects GmbH Obernburg | TPPL | Purge Water |  | Arandela de retención, Forma A, Acero inoxidable, M 20, 21,4 x 30,7 x 3,2 mm | Locking Washer, Form A, Stainless steel, M 20, 21,4 x 30,7 x 3,2 mm | 3542 | 23MB 303 | GT Piping | 3 | PR | Germany |  | ASP |  | Purge Water |  |  | 1015 | S-1015-0003-A-23-3542-01204305-N | 1600 | 692 | 0.3 | 624 | 235 | 119 | SIK980000134232/6196 Unit 23 | 27582270 | 730890 | N | N
Polo | ROBA Piping Projects GmbH Obernburg | TPPL | Purge Water |  | Junta tórica, Vitón (80 mm), DN 25, 36,5 x 2,65 | O-Ring, Viton (80 Shore), DN 25, 36,5 x 2,65 | 3542 | 23MB 303 | GT Piping | 1 | PCE | Germany |  | ASP |  | Purge Water |  |  | 1015 | S-1015-0003-A-23-3542-01204305-N | 1600 | 692 | 0.1 | 624 | 235 | 119 | SIK980000134232/6196 Unit 23 | 27582294 | 730890 | N | N
Polo | ROBA Piping Projects GmbH Obernburg | TPPL | Purge Water |  | Junta tórica, Vitón (80 mm), DN 40, 53,0 x 3,55 | O-Ring, Viton (80 Shore), DN 40, 53,0 x 3,55 | 3542 | 23MB 303 | GT Piping | 7 | PCE | Germany |  | ASP |  | Purge Water |  |  | 1015 | S-1015-0003-A-23-3542-01204305-N | 1600 | 692 | 0.7 | 624 | 235 | 119 | SIK980000134232/6196 Unit 23 | 27582293 | 730890 | N | N
Polo | ROBA Piping Projects GmbH Obernburg | TPPL | Purge Water |  | Junta de estanqueidad, Cobre, 1/2", 26 x 21 x 1,5 mm | Gasket Ring, Copper, 1/2", 26 x 21 x 1,5 mm | 3542 | 23MB 303 | GT Piping | 1 | PCE | Germany |  | ASP |  | Purge Water |  |  | 1015 | S-1015-0003-A-23-3542-01204305-N | 1600 | 692 | 0.1 | 624 | 235 | 119 | SIK980000134232/6196 Unit 23 | 27582292 | 730890 | N | N
Polo | ROBA Piping Projects GmbH Obernburg | TPPL | Purge Water |  | Soporte de tubo | Pipe Support | 3542 | 23MB 303 | GT Piping | 1 | PCE | Germany |  | MBN81BQ010 |  | Purge Water |  |  | 1015 | S-1015-0003-A-23-3542-01204305-N | 1600 | 692 | 20 | 624 | 235 | 119 | SIK980000134232/6196 Unit 23 | 27582291 | 730890 | N | N
Polo | ROBA Piping Projects GmbH Obernburg | TPPL | Purge Water |  | Soporte de tubo | Pipe Support | 3542 | 23MB 303 | GT Piping | 1 | PCE | Germany |  | MBN81BQ011 |  | Purge Water |  |  | 1015 | S-1015-0003-A-23-3542-01204305-N | 1600 | 692 | 20 | 624 | 235 | 119 | SIK980000134232/6196 Unit 23 | 27582290 | 730890 | N | N
Polo | ROBA Piping Projects GmbH Obernburg | TPPL | Purge Water |  | Soporte de tubo | Pipe Support | 3542 | 23MB 303 | GT Piping | 1 | PCE | Germany |  | MBN81BQ012 |  | Purge Water |  |  | 1015 | S-1015-0003-A-23-3542-01204305-N | 1600 | 692 | 20 | 624 | 235 | 119 | SIK980000134232/6196 Unit 23 | 27582289 | 730890 | N | N
Polo | ROBA Piping Projects GmbH Obernburg | TPPL | Purge Water |  | Soporte de tubo | Pipe Support | 3542 | 23MB 303 | GT Piping | 1 | PCE | Germany |  | MBN81BQ013 |  | Purge Water |  |  | 1015 | S-1015-0003-A-23-3542-01204305-N | 1600 | 692 | 20 | 624 | 235 | 119 | SIK980000134232/6196 Unit 23 | 27582288 | 730890 | N | N
Polo | ROBA Piping Projects GmbH Obernburg | TPPL | Purge Water |  | Soporte de tubo | Pipe Support | 3542 | 23MB 303 | GT Piping | 1 | PCE | Germany |  | MBN81BQ014 |  | Purge Water |  |  | 1015 | S-1015-0003-A-23-3542-01204305-N | 1600 | 692 | 20 | 624 | 235 | 119 | SIK980000134232/6196 Unit 23 | 27582287 | 730890 | N | N
Polo | ROBA Piping Projects GmbH Obernburg | TPPL | Purge Water |  | Soporte de tubo | Pipe Support | 3542 | 23MB 303 | GT Piping | 1 | PCE | Germany |  | MBN81BQ015 |  | Purge Water |  |  | 1015 | S-1015-0003-A-23-3542-01204305-N | 1600 | 692 | 20 | 624 | 235 | 119 | SIK980000134232/6196 Unit 23 | 27582286 | 730890 | N | N
Polo | ROBA Piping Projects GmbH Obernburg | TPPL | Purge Water |  | Soporte de tubo | Pipe Support | 3542 | 23MB 303 | GT Piping | 1 | PCE | Germany |  | MBN81BQ016 |  | Purge Water |  |  | 1015 | S-1015-0003-A-23-3542-01204305-N | 1600 | 692 | 20 | 624 | 235 | 119 | SIK980000134232/6196 Unit 23 | 27582285 | 730890 | N | N
Polo | ROBA Piping Projects GmbH Obernburg | TPPL | Purge Water |  | Soporte de tubo | Pipe Support | 3542 | 23MB 303 | GT Piping | 1 | PCE | Germany |  | MBN83BQ010 |  | Purge Water |  |  | 1015 | S-1015-0003-A-23-3542-01204305-N | 1600 | 692 | 20 | 624 | 235 | 119 | SIK980000134232/6196 Unit 23 | 27582284 | 730890 | N | N
Polo | ROBA Piping Projects GmbH Obernburg | TPPL | Purge Water |  | Soporte de tubo | Pipe Support | 3542 | 23MB 303 | GT Piping | 1 | PCE | Germany |  | MBN83BQ011 |  | Purge Water |  |  | 1015 | S-1015-0003-A-23-3542-01204305-N | 1600 | 692 | 20 | 624 | 235 | 119 | SIK980000134232/6196 Unit 23 | 27582283 | 730890 | N | N
Polo | ROBA Piping Projects GmbH Obernburg | TPPL | Purge Water |  | Soporte de tubo | Pipe Support | 3542 | 23MB 303 | GT Piping | 1 | PCE | Germany |  | MBN83BQ012 |  | Purge Water |  |  | 1015 | S-1015-0003-A-23-3542-01204305-N | 1600 | 692 | 20 | 624 | 235 | 119 | SIK980000134232/6196 Unit 23 | 27582282 | 730890 | N | N
Polo | ROBA Piping Projects GmbH Obernburg | TPPL | Purge Water |  | Soporte de tubo | Pipe Support | 3542 | 23MB 303 | GT Piping | 1 | PCE | Germany |  | MBN83BQ013 |  | Purge Water |  |  | 1015 | S-1015-0003-A-23-3542-01204305-N | 1600 | 692 | 20 | 624 | 235 | 119 | SIK980000134232/6196 Unit 23 | 27582281 | 730890 | N | N
Polo | ROBA Piping Projects GmbH Obernburg | TPPL | Purge Water |  | Soporte de tubo | Pipe Support | 3542 | 23MB 303 | GT Piping | 1 | PCE | Germany |  | MBN84BQ010 |  | Purge Water |  |  | 1015 | S-1015-0003-A-23-3542-01204305-N | 1600 | 692 | 15.16 | 624 | 235 | 119 | SIK980000134232/6196 Unit 23 | 27582280 | 730890 | N | N
Polo | ROBA Piping Projects GmbH Obernburg | TPPL | Purge Water |  | Soporte de tubo | Pipe Support | 3542 | 23MB 303 | GT Piping | 1 | PCE | Germany |  | MBN84BQ011 |  | Purge Water |  |  | 1015 | S-1015-0003-A-23-3542-01204305-N | 1600 | 692 | 15 | 624 | 235 | 119 | SIK980000134232/6196 Unit 23 | 27582279 | 730890 | N | N
Polo | ROBA Piping Projects GmbH Obernburg | TPPL | Purge Water |  | Soporte de tubo | Pipe Support | 3542 | 23MB 303 | GT Piping | 1 | PCE | Germany |  | MBN84BQ012 |  | Purge Water |  |  | 1015 | S-1015-0003-A-23-3542-01204305-N | 1600 | 692 | 15 | 624 | 235 | 119 | SIK980000134232/6196 Unit 23 | 27582278 | 730890 | N | N
Polo | ROBA Piping Projects GmbH Obernburg | TPPL | Purge Water |  | Soporte de tubo | Pipe Support | 3542 | 23MB 303 | GT Piping | 1 | PCE | Germany |  | MBN85BQ032 |  | Purge Water |  |  | 1015 | S-1015-0003-A-23-3542-01204305-N | 1600 | 692 | 15 | 624 | 235 | 119 | SIK980000134232/6196 Unit 23 | 27582277 | 730890 | N | N
Polo | ROBA Piping Projects GmbH Obernburg | TPPL | Purge Water |  | Lámina autoadhesiva de acero inoxidable - 0,15 x 2,0 m | Self Adhesive Foil Stainless - 0,15 x 2,0 m | 3542 | 23MB 303 | GT Piping | 2 | PCE | Germany |  | All Supports |  | Purge Water |  |  | 1015 | S-1015-0003-A-23-3542-01204305-N | 1600 | 692 | 1 | 624 | 235 | 119 | SIK980000134232/6196 Unit 23 | 27582276 | 730890 | N | N
Polo | ROBA Piping Projects GmbH Obernburg | TPPL | Fuel Gas Drain |  | CARRETE DE TUBERÍA PREFABRICADO DN 25, 1.4571 | PREFABRICATED PIPE SPOOL DN 25, 1.4571 | 3542 | 23MB 303 | GT Piping | 1 | PCE | Germany |  | MBP22BR401 |  | Fuel Gas Drain |  |  | 1015 | S-1015-0004-A-23-3542-01204305-N | 317 | 60 | 8 | 518 | 103 | 67 | SIK980000134232/6196 Unit 23 | 27582370 | 730890 | N | N
Polo | ROBA Piping Projects GmbH Obernburg | TPPL | Fuel Gas Drain |  | CARRETE DE TUBERÍA PREFABRICADO DN 25, 1.4571 | PREFABRICATED PIPE SPOOL DN 25, 1.4571 | 3542 | 23MB 303 | GT Piping | 1 | PCE | Germany |  | MBP22BR401 |  | Fuel Gas Drain |  |  | 1015 | S-1015-0004-A-23-3542-01204305-N | 317 | 60 | 8 | 518 | 103 | 67 | SIK980000134232/6196 Unit 23 | 27582371 | 730890 | N | N
Polo | ROBA Piping Projects GmbH Obernburg | TPPL | Fuel Gas Drain |  | CARRETE DE TUBERÍA PREFABRICADO DN 25, 1.4571 | PREFABRICATED PIPE SPOOL DN 25, 1.4571 | 3542 | 23MB 303 | GT Piping | 1 | PCE | Germany |  | MBP23BR401 1/2 |  | Fuel Gas Drain |  |  | 1015 | S-1015-0004-A-23-3542-01204305-N | 317 | 60 | 8 | 518 | 103 | 67 | SIK980000134232/6196 Unit 23 | 27582368 | 730890 | N | N
Polo | ROBA Piping Projects GmbH Obernburg | TPPL | Fuel Gas Drain |  | CARRETE DE TUBERÍA PREFABRICADO DN 25, 1.4571 | PREFABRICATED PIPE SPOOL DN 25, 1.4571 | 3542 | 23MB 303 | GT Piping | 1 | PCE | Germany |  | MBP23BR401 1/2 |  | Fuel Gas Drain |  |  | 1015 | S-1015-0004-A-23-3542-01204305-N | 317 | 60 | 8 | 518 | 103 | 67 | SIK980000134232/6196 Unit 23 | 27582369 | 730890 | N | N
Polo | ROBA Piping Projects GmbH Obernburg | TPPL | Fuel Gas Drain |  | Tubería, sin soldaduras, AD-W2, PK 2, 1.4571, DN 8, 8,0 x 1,0 | Pipe, seamless, AD-W2, PK 2, 1.4571, DN 8, 8,0 x 1,0 | 3542 | 23MB 303 | GT Piping | 1 | MTR | Germany |  | MBP22BR401 |  | Fuel Gas Drain |  |  | 1015 | S-1015-0004-A-23-3542-01204305-N | 317 | 60 | 0.3 | 518 | 103 | 67 | SIK980000134232/6196 Unit 23 | 27582346 | 730890 | N | N
Polo | ROBA Piping Projects GmbH Obernburg | TPPL | Fuel Gas Drain |  | Perno hexagonal, AD-W2, A 2 - 70, M 12, M 12 x 60 | Hexagon Bolt, AD-W2, A 2 - 70, M 12, M 12 x 60 | 3542 | 23MB 303 | GT Piping | 4 | PCE | Germany |  | MBP22BR401 |  | Fuel Gas Drain |  |  | 1015 | S-1015-0004-A-23-3542-01204305-N | 317 | 60 | 0.8 | 518 | 103 | 67 | SIK980000134232/6196 Unit 23 | 27582363 | 730890 | N | N
Polo | ROBA Piping Projects GmbH Obernburg | TPPL | Fuel Gas Drain |  | Perno hexagonal, AD-W2, A 2 - 70, M 12 | Hexagon Nut, AD-W2, A 2 - 70, M 12 | 3542 | 23MB 303 | GT Piping | 4 | PCE | Germany |  | MBP22BR401 |  | Fuel Gas Drain |  |  | 1015 | S-1015-0004-A-23-3542-01204305-N | 317 | 60 | 0.4 | 518 | 103 | 67 | SIK980000134232/6196 Unit 23 | 27582362 | 730890 | N | N
Polo | ROBA Piping Projects GmbH Obernburg | TPPL | Fuel Gas Drain |  | Arandela de retención, Forma A, Acero inoxidable, M 12, 13,0 x 19,5 x 2,2 mm | Locking Washer, Form A, Stainless steel, M 12, 13,0 x 19,5 x 2,2 mm | 3542 | 23MB 303 | GT Piping | 8 | PR | Germany |  | MBP22BR401 |  | Fuel Gas Drain |  |  | 1015 | S-1015-0004-A-23-3542-01204305-N | 317 | 60 | 0.8 | 518 | 103 | 67 | SIK980000134232/6196 Unit 23 | 27582350 | 730890 | N | N
Polo | ROBA Piping Projects GmbH Obernburg | TPPL | Fuel Gas Drain |  | Junta tórica, Vitón (80 mm), DN 25, 36,5 x 2,65 | O-Ring, Viton (80 Shore), DN 25, 36,5 x 2,65 | 3542 | 23MB 303 | GT Piping | 1 | PCE | Germany |  | MBP22BR401 |  | Fuel Gas Drain |  |  | 1015 | S-1015-0004-A-23-3542-01204305-N | 317 | 60 | 0.1 | 518 | 103 | 67 | SIK980000134232/6196 Unit 23 | 27582361 | 730890 | N | N
Polo | ROBA Piping Projects GmbH Obernburg | TPPL | Fuel Gas Drain |  | Swagelok, Junta, Cobre, 1", CU - 16 - RP - 2 | Swagelok, Gasket, Copper, 1", CU - 16 - RP - 2 | 3542 | 23MB 303 | GT Piping | 1 | PCE | Germany |  | MBP22BR401 |  | Fuel Gas Drain |  |  | 1015 | S-1015-0004-A-23-3542-01204305-N | 317 | 60 | 0.1 | 518 | 103 | 67 | SIK980000134232/6196 Unit 23 | 27582360 | 730890 | N | N
Polo | ROBA Piping Projects GmbH Obernburg | TPPL | Fuel Gas Drain |  | Perno hexagonal, AD-W2, A 2 - 70, M 12, M 12 x 60 | Hexagon Bolt, AD-W2, A 2 - 70, M 12, M 12 x 60 | 3542 | 23MB 303 | GT Piping | 4 | PCE | Germany |  | MBP23BR401 1/2 |  | Fuel Gas Drain |  |  | 1015 | S-1015-0004-A-23-3542-01204305-N | 317 | 60 | 0.8 | 518 | 103 | 67 | SIK980000134232/6196 Unit 23 | 27582359 | 730890 | N | N
Polo | ROBA Piping Projects GmbH Obernburg | TPPL | Fuel Gas Drain |  | Perno hexagonal, AD-W2, A 2 - 70, M 12, | Hexagon Nut, AD-W2, A 2 - 70, M 12, | 3542 | 23MB 303 | GT Piping | 4 | PCE | Germany |  | MBP23BR401 1/2 |  | Fuel Gas Drain |  |  | 1015 | S-1015-0004-A-23-3542-01204305-N | 317 | 60 | 0.4 | 518 | 103 | 67 | SIK980000134232/6196 Unit 23 | 27582358 | 730890 | N | N
Polo | ROBA Piping Projects GmbH Obernburg | TPPL | Fuel Gas Drain |  | Arandela de retención, Forma A, Acero inoxidable, M 12, 13,0 x 19,5 x 2,2 mm | Locking Washer, Form A, Stainless steel, M 12, 13,0 x 19,5 x 2,2 mm | 3542 | 23MB 303 | GT Piping | 8 | PR | Germany |  | MBP23BR401 1/2 |  | Fuel Gas Drain |  |  | 1015 | S-1015-0004-A-23-3542-01204305-N | 317 | 60 | 0.8 | 518 | 103 | 67 | SIK980000134232/6196 Unit 23 | 27582348 | 730890 | N | N
Polo | ROBA Piping Projects GmbH Obernburg | TPPL | Fuel Gas Drain |  | Junta tórica, Vitón (80 mm), DN 25, 36,5 x 2,65 | O-Ring, Viton (80 Shore), DN 25, 36,5 x 2,65 | 3542 | 23MB 303 | GT Piping | 1 | PCE | Germany |  | MBP23BR401 1/2 |  | Fuel Gas Drain |  |  | 1015 | S-1015-0004-A-23-3542-01204305-N | 317 | 60 | 0.1 | 518 | 103 | 67 | SIK980000134232/6196 Unit 23 | 27582357 | 730890 | N | N
Polo | ROBA Piping Projects GmbH Obernburg | TPPL | Fuel Gas Drain |  | Tubería, sin soldaduras, AD-W2, PK 2, 1.4571, DN 8, 8,0 x 1,0 | Pipe, seamless, AD-W2, PK 2, 1.4571, DN 8, 8,0 x 1,0 | 3542 | 23MB 303 | GT Piping | 0.8 | MTR | Germany |  | MBP23BR401 2/2 |  | Fuel Gas Drain |  |  | 1015 | S-1015-0004-A-23-3542-01204305-N | 317 | 60 | 0.24 | 518 | 103 | 67 | SIK980000134232/6196 Unit 23 | 27582347 | 730890 | N | N
Polo | ROBA Piping Projects GmbH Obernburg | TPPL | Fuel Gas Drain |  | Swagelok, Junta de metal, Cobre, 1/2", CU - 8 - RP - 2 | Swagelok, Metal gasket, Copper, 1/2", CU - 8 - RP - 2 | 3542 | 23MB 303 | GT Piping | 1 | PCE | Republic of Korea |  | MBP23BR401 2/2 |  | Fuel Gas Drain |  |  | 1015 | S-1015-0004-A-23-3542-01204305-N | 317 | 60 | 0.1 | 518 | 103 | 67 | SIK980000134232/6196 Unit 23 | 27582373 | 730890 | N | N
Polo | ROBA Piping Projects GmbH Obernburg | TPPL | Fuel Gas Drain |  | Perno hexagonal, AD-W2, A 2 - 70, M 12, M 12 x 60 | Hexagon Bolt, AD-W2, A 2 - 70, M 12, M 12 x 60 | 3542 | 23MB 303 | GT Piping | 1 | PCE | Germany |  | ASP |  | Fuel Gas Drain |  |  | 1015 | S-1015-0004-A-23-3542-01204305-N | 317 | 60 | 0.2 | 518 | 103 | 67 | SIK980000134232/6196 Unit 23 | 27582356 | 730890 | N | N
Polo | ROBA Piping Projects GmbH Obernburg | TPPL | Fuel Gas Drain |  | Perno hexagonal, AD-W2, A 2 - 70, M 12 | Hexagon Nut, AD-W2, A 2 - 70, M 12 | 3542 | 23MB 303 | GT Piping | 1 | PCE | Germany |  | ASP |  | Fuel Gas Drain |  |  | 1015 | S-1015-0004-A-23-3542-01204305-N | 317 | 60 | 0.1 | 518 | 103 | 67 | SIK980000134232/6196 Unit 23 | 27582355 | 730890 | N | N
Polo | ROBA Piping Projects GmbH Obernburg | TPPL | Fuel Gas Drain |  | Arandela de retención, Forma A, Acero inoxidable, M 12, 13,0 x 19,5 x 2,2 mm | Locking Washer, Form A, Stainless steel, M 12, 13,0 x 19,5 x 2,2 mm | 3542 | 23MB 303 | GT Piping | 2 | PR | Germany |  | ASP |  | Fuel Gas Drain |  |  | 1015 | S-1015-0004-A-23-3542-01204305-N | 317 | 60 | 0.2 | 518 | 103 | 67 | SIK980000134232/6196 Unit 23 | 27582349 | 730890 | N | N
Polo | ROBA Piping Projects GmbH Obernburg | TPPL | Fuel Gas Drain |  | Junta tórica, Vitón (80 mm), DN 25, 36,5 x 2,65 | O-Ring, Viton (80 Shore), DN 25, 36,5 x 2,65 | 3542 | 23MB 303 | GT Piping | 2 | PCE | Germany |  | ASP |  | Fuel Gas Drain |  |  | 1015 | S-1015-0004-A-23-3542-01204305-N | 317 | 60 | 0.2 | 518 | 103 | 67 | SIK980000134232/6196 Unit 23 | 27582354 | 730890 | N | N
Polo | ROBA Piping Projects GmbH Obernburg | TPPL | Fuel Gas Drain |  | Swagelok, Junta, Cobre, 1", CU - 16 - RP - 2 | Swagelok, Gasket, Copper, 1", CU - 16 - RP - 2 | 3542 | 23MB 303 | GT Piping | 1 | PCE | Germany |  | ASP |  | Fuel Gas Drain |  |  | 1015 | S-1015-0004-A-23-3542-01204305-N | 317 | 60 | 0.1 | 518 | 103 | 67 | SIK980000134232/6196 Unit 23 | 27582353 | 730890 | N | N
Polo | ROBA Piping Projects GmbH Obernburg | TPPL | Fuel Gas Drain |  | Swagelok, Junta de metal, Cobre, 1/2", CU - 8 - RP - 2 | Swagelok, Metal gasket, Copper, 1/2", CU - 8 - RP - 2 | 3542 | 23MB 303 | GT Piping | 1 | PCE | Republic of Korea |  | ASP |  | Fuel Gas Drain |  |  | 1015 | S-1015-0004-A-23-3542-01204305-N | 317 | 60 | 0.1 | 518 | 103 | 67 | SIK980000134232/6196 Unit 23 | 27582372 | 730890 | N | N
Polo | ROBA Piping Projects GmbH Obernburg | TPPL | Fuel Gas Drain |  | Soporte de tubo | Pipe Support | 3542 | 23MB 303 | GT Piping | 1 | PCE | Germany |  | MBP22BQ014 |  | Fuel Gas Drain |  |  | 1015 | S-1015-0004-A-23-3542-01204305-N | 317 | 60 | 4 | 518 | 103 | 67 | SIK980000134232/6196 Unit 23 | 27582352 | 730890 | N | N
Polo | ROBA Piping Projects GmbH Obernburg | TPPL | Fuel Gas Drain |  | Soporte de tubo | Pipe Support | 3542 | 23MB 303 | GT Piping | 1 | PCE | Germany |  | MBP22BQ015 |  | Fuel Gas Drain |  |  | 1015 | S-1015-0004-A-23-3542-01204305-N | 317 | 60 | 4 | 518 | 103 | 67 | SIK980000134232/6196 Unit 23 | 27582351 | 730890 | N | N
Polo | ROBA Piping Projects GmbH Obernburg | TPPL | Fuel Gas Drain |  | Soporte de tubo | Pipe Support | 3542 | 23MB 303 | GT Piping | 1 | PCE | Germany |  | MBP22BQ016 |  | Fuel Gas Drain |  |  | 1015 | S-1015-0004-A-23-3542-01204305-N | 317 | 60 | 4 | 518 | 103 | 67 | SIK980000134232/6196 Unit 23 | 27582364 | 730890 | N | N
Polo | ROBA Piping Projects GmbH Obernburg | TPPL | Fuel Gas Drain |  | Soporte de tubo | Pipe Support | 3542 | 23MB 303 | GT Piping | 1 | PCE | Germany |  | MBP22BQ017 |  | Fuel Gas Drain |  |  | 1015 | S-1015-0004-A-23-3542-01204305-N | 317 | 60 | 4 | 518 | 103 | 67 | SIK980000134232/6196 Unit 23 | 27582365 | 730890 | N | N
Polo | ROBA Piping Projects GmbH Obernburg | TPPL | Fuel Gas Drain |  | Soporte de tubo | Pipe Support | 3542 | 23MB 303 | GT Piping | 1 | PCE | Germany |  | MBP22BQ018 |  | Fuel Gas Drain |  |  | 1015 | S-1015-0004-A-23-3542-01204305-N | 317 | 60 | 4 | 518 | 103 | 67 | SIK980000134232/6196 Unit 23 | 27582366 | 730890 | N | N
Polo | ROBA Piping Projects GmbH Obernburg | TPPL | Fuel Gas Drain |  | Soporte de tubo | Pipe Support | 3542 | 23MB 303 | GT Piping | 1 | PCE | Germany |  | MBP23BQ014 |  | Fuel Gas Drain |  |  | 1015 | S-1015-0004-A-23-3542-01204305-N | 317 | 60 | 2.16 | 518 | 103 | 67 | SIK980000134232/6196 Unit 23 | 27582367 | 730890 | N | N
Polo | ROBA Piping Projects GmbH Obernburg | TPPL | Nox Water |  | CARRETE DE TUBERÍA PREFABRICADO DN 80, 1.4571 | PREFABRICATED PIPE SPOOL DN 80, 1.4571 | 3542 | 23MB 303 | GT Piping | 1 | PCE | Germany |  | MBU43BR001 |  | NOx Water |  |  | 1015 | S-1015-0005-A-23-3542-01204305-N | 1380 | 800 | 40 | 485 | 178 | 155 | SIK980000134232/6196 Unit 23 | 27582417 | 730890 | N | N
Polo | ROBA Piping Projects GmbH Obernburg | TPPL | Nox Water |  | CARRETE DE TUBERÍA PREFABRICADO DN 80, 1.4571 | PREFABRICATED PIPE SPOOL DN 80, 1.4571 | 3542 | 23MB 303 | GT Piping | 1 | PCE | Germany |  | MBU43BR001 |  | NOx Water |  |  | 1015 | S-1015-0005-A-23-3542-01204305-N | 1380 | 800 | 40 | 485 | 178 | 155 | SIK980000134232/6196 Unit 23 | 27582406 | 730890 | N | N
Polo | ROBA Piping Projects GmbH Obernburg | TPPL | Nox Water |  | CARRETE DE TUBERÍA PREFABRICADO DN 80, 1.4571 | PREFABRICATED PIPE SPOOL DN 80, 1.4571 | 3542 | 23MB 303 | GT Piping | 1 | PCE | Germany |  | MBU43BR001 |  | NOx Water |  |  | 1015 | S-1015-0005-A-23-3542-01204305-N | 1380 | 800 | 40 | 485 | 178 | 155 | SIK980000134232/6196 Unit 23 | 27582415 | 730890 | N | N
Polo | ROBA Piping Projects GmbH Obernburg | TPPL | Nox Water |  | CARRETE DE TUBERÍA PREFABRICADO DN 80, 1.4571 | PREFABRICATED PIPE SPOOL DN 80, 1.4571 | 3542 | 23MB 303 | GT Piping | 1 | PCE | Germany |  | MBU43BR001 |  | NOx Water |  |  | 1015 | S-1015-0005-A-23-3542-01204305-N | 1380 | 800 | 40 | 485 | 178 | 155 | SIK980000134232/6196 Unit 23 | 27582414 | 730890 | N | N
Polo | ROBA Piping Projects GmbH Obernburg | TPPL | Nox Water |  | CARRETE DE TUBERÍA PREFABRICADO DN 80, 1.4571 | PREFABRICATED PIPE SPOOL DN 80, 1.4571 | 3542 | 23MB 303 | GT Piping | 1 | PCE | Germany |  | MBU48BR001 1/2 |  | NOx Water |  |  | 1015 | S-1015-0005-A-23-3542-01204305-N | 1380 | 800 | 40 | 485 | 178 | 155 | SIK980000134232/6196 Unit 23 | 27582413 | 730890 | N | N
Polo | ROBA Piping Projects GmbH Obernburg | TPPL | Nox Water |  | CARRETE DE TUBERÍA PREFABRICADO DN 80, 1.4571 | PREFABRICATED PIPE SPOOL DN 80, 1.4571 | 3542 | 23MB 303 | GT Piping | 1 | PCE | Germany |  | MBU48BR001 1/2 |  | NOx Water |  |  | 1015 | S-1015-0005-A-23-3542-01204305-N | 1380 | 800 | 40 | 485 | 178 | 155 | SIK980000134232/6196 Unit 23 | 27582412 | 730890 | N | N
Polo | ROBA Piping Projects GmbH Obernburg | TPPL | Nox Water |  | CARRETE DE TUBERÍA PREFABRICADO DN 80, 1.4571 | PREFABRICATED PIPE SPOOL DN 80, 1.4571 | 3542 | 23MB 303 | GT Piping | 1 | PCE | Germany |  | MBU48BR001 2/2 |  | NOx Water |  |  | 1015 | S-1015-0005-A-23-3542-01204305-N | 1380 | 800 | 40 | 485 | 178 | 155 | SIK980000134232/6196 Unit 23 | 27582411 | 730890 | N | N
Polo | ROBA Piping Projects GmbH Obernburg | TPPL | Nox Water |  | CARRETE DE TUBERÍA PREFABRICADO DN 80, 1.4571 | PREFABRICATED PIPE SPOOL DN 80, 1.4571 | 3542 | 23MB 303 | GT Piping | 1 | PCE | Germany |  | MBU48BR001 2/2 |  | NOx Water |  |  | 1015 | S-1015-0005-A-23-3542-01204305-N | 1380 | 800 | 40 | 485 | 178 | 155 | SIK980000134232/6196 Unit 23 | 27582410 | 730890 | N | N
Polo | ROBA Piping Projects GmbH Obernburg | TPPL | Nox Water |  | Perno hexagonal, AD-W2, A 2 - 70, M 24, M 24 x 180 | Hexagon Bolt, AD-W2, A 2 - 70, M 24, M 24 x 180 | 3542 | 23MB 303 | GT Piping | 8 | PCE | Germany |  | MBU43BR001 |  | NOx Water |  |  | 1015 | S-1015-0005-A-23-3542-01204305-N | 1380 | 800 | 1.6 | 485 | 178 | 155 | SIK980000134232/6196 Unit 23 | 27582409 | 730890 | N | N
Polo | ROBA Piping Projects GmbH Obernburg | TPPL | Nox Water |  | Perno hexagonal, AD-W2, A 2 - 70, M 24, M 24 x 110 | Hexagon Bolt, AD-W2, A 2 - 70, M 24, M 24 x 110 | 3542 | 23MB 303 | GT Piping | 40 | PCE | Germany |  | MBU43BR001 |  | NOx Water |  |  | 1015 | S-1015-0005-A-23-3542-01204305-N | 1380 | 800 | 8 | 485 | 178 | 155 | SIK980000134232/6196 Unit 23 | 27582408 | 730890 | N | N
Polo | ROBA Piping Projects GmbH Obernburg | TPPL | Nox Water |  | Perno hexagonal, AD-W2, A 2 - 70, M 24 | Hexagon Nut, AD-W2, A 2 - 70, M 24 | 3542 | 23MB 303 | GT Piping | 48 | PCE | Germany |  | MBU43BR001 |  | NOx Water |  |  | 1015 | S-1015-0005-A-23-3542-01204305-N | 1380 | 800 | 4.8 | 485 | 178 | 155 | SIK980000134232/6196 Unit 23 | 27582407 | 730890 | N | N
Polo | ROBA Piping Projects GmbH Obernburg | TPPL | Nox Water |  | Arandela de retención, Forma A, Acero inoxidable, M 24, 25,3 x 39,0 x 3,2 mm | Locking Washer, Form A, Stainless steel, M 24, 25,3 x 39,0 x 3,2 mm | 3542 | 23MB 303 | GT Piping | 96 | PR | Germany |  | MBU43BR001 |  | NOx Water |  |  | 1015 | S-1015-0005-A-23-3542-01204305-N | 1380 | 800 | 9.6 | 485 | 178 | 155 | SIK980000134232/6196 Unit 23 | 27582374 | 730890 | N | N
Polo | ROBA Piping Projects GmbH Obernburg | TPPL | Nox Water |  | Junta tórica, Vitón (80 mm), DN 80, 90,0 x 3,55 | O-Ring, Viton (80 Shore), DN 80, 90,0 x 3,55 | 3542 | 23MB 303 | GT Piping | 5 | PCE | Germany |  | MBU43BR001 |  | NOx Water |  |  | 1015 | S-1015-0005-A-23-3542-01204305-N | 1380 | 800 | 0.5 | 485 | 178 | 155 | SIK980000134232/6196 Unit 23 | 27582402 | 730890 | N | N
Polo | ROBA Piping Projects GmbH Obernburg | TPPL | Nox Water |  | Junta tórica, Vitón (80 mm), DN 100, 115,0 x 3,55 | O-Ring, Viton (80 Shore), DN 100, 115,0 x 3,55 | 3542 | 23MB 303 | GT Piping | 2 | PCE | Germany |  | MBU43BR001 |  | NOx Water |  |  | 1015 | S-1015-0005-A-23-3542-01204305-N | 1380 | 800 | 0.2 | 485 | 178 | 155 | SIK980000134232/6196 Unit 23 | 27582401 | 730890 | N | N
Polo | ROBA Piping Projects GmbH Obernburg | TPPL | Nox Water |  | Junta de estanqueidad, Cobre, 1/2", 26 x 21 x 1,5 mm | Gasket Ring, Copper, 1/2", 26 x 21 x 1,5 mm | 3542 | 23MB 303 | GT Piping | 1 | PCE | Germany |  | MBU43BR001 |  | NOx Water |  |  | 1015 | S-1015-0005-A-23-3542-01204305-N | 1380 | 800 | 0.1 | 485 | 178 | 155 | SIK980000134232/6196 Unit 23 | 27582400 | 730890 | N | N
Polo | ROBA Piping Projects GmbH Obernburg | TPPL | Nox Water |  | Válvula de control, según SLV 3500083 Rev.E, 1.4571, DN 80, Art. 10 | Check Valve, acc. SLV 3500083 Rev.E, 1.4571, DN 80, Item 10 | 3542 | 23MB 303 | GT Piping | 1 | PCE | Germany |  | MBU43BR001 / MBU43AA201 |  | NOx Water |  |  | 1015 | S-1015-0005-A-23-3542-01204305-N | 1380 | 800 | 3 | 485 | 178 | 155 | SIK980000134232/6196 Unit 23 | 27582399 | 730890 | N | N
Polo | ROBA Piping Projects GmbH Obernburg | TPPL | Nox Water |  | Flujómetro, según SLV 3320018 Rev. H, Acero inoxidable, DN 80 / PN 160, Art. 30 (Rev. G Art. 1) | Flow Meter, acc. SLV 3320018 Rev. H, Stainless steel, DN 80 / PN 160, Item 30 (Rev. G Item 1) | 3542 | 23MB 303 | GT Piping | 1 | PCE | Germany |  | MBU43BR001 / MBU43CF101 |  | NOx Water |  |  | 1015 | S-1015-0005-A-23-3542-01204305-N | 1380 | 800 | 80 | 485 | 178 | 155 | SIK980000134232/6196 Unit 23 | 27582398 | 730890 | N | N
Polo | ROBA Piping Projects GmbH Obernburg | TPPL | Nox Water |  | Perno hexagonal, AD-W2, A 2 - 70, M 24, M 24 x 110 | Hexagon Bolt, AD-W2, A 2 - 70, M 24, M 24 x 110 | 3542 | 23MB 303 | GT Piping | 24 | PCE | Germany |  | MBU48BR001 1/2 |  | NOx Water |  |  | 1015 | S-1015-0005-A-23-3542-01204305-N | 1380 | 800 | 4.8 | 485 | 178 | 155 | SIK980000134232/6196 Unit 23 | 27582397 | 730890 | N | N
Polo | ROBA Piping Projects GmbH Obernburg | TPPL | Nox Water |  | Perno hexagonal, AD-W2, A 2 - 70, M 24 | Hexagon Nut, AD-W2, A 2 - 70, M 24 | 3542 | 23MB 303 | GT Piping | 24 | PCE | Germany |  | MBU48BR001 1/2 |  | NOx Water |  |  | 1015 | S-1015-0005-A-23-3542-01204305-N | 1380 | 800 | 2.4 | 485 | 178 | 155 | SIK980000134232/6196 Unit 23 | 27582396 | 730890 | N | N
Polo | ROBA Piping Projects GmbH Obernburg | TPPL | Nox Water |  | Arandela de retención, Forma A, Acero inoxidable, M 24, 25,3 x 39,0 x 3,2 mm | Locking Washer, Form A, Stainless steel, M 24, 25,3 x 39,0 x 3,2 mm | 3542 | 23MB 303 | GT Piping | 48 | PR | Germany |  | MBU48BR001 1/2 |  | NOx Water |  |  | 1015 | S-1015-0005-A-23-3542-01204305-N | 1380 | 800 | 4.8 | 485 | 178 | 155 | SIK980000134232/6196 Unit 23 | 27582376 | 730890 | N | N
Polo | ROBA Piping Projects GmbH Obernburg | TPPL | Nox Water |  | Junta tórica, Vitón (80 mm), DN 80, 90,0 x 3,55 | O-Ring, Viton (80 Shore), DN 80, 90,0 x 3,55 | 3542 | 23MB 303 | GT Piping | 1 | PCE | Germany |  | MBU48BR001 1/2 |  | NOx Water |  |  | 1015 | S-1015-0005-A-23-3542-01204305-N | 1380 | 800 | 0.1 | 485 | 178 | 155 | SIK980000134232/6196 Unit 23 | 27582395 | 730890 | N | N
Polo | ROBA Piping Projects GmbH Obernburg | TPPL | Nox Water |  | Junta tórica, Vitón (80 mm), DN 100, 115,0 x 3,55 | O-Ring, Viton (80 Shore), DN 100, 115,0 x 3,55 | 3542 | 23MB 303 | GT Piping | 2 | PCE | Germany |  | MBU48BR001 1/2 |  | NOx Water |  |  | 1015 | S-1015-0005-A-23-3542-01204305-N | 1380 | 800 | 0.2 | 485 | 178 | 155 | SIK980000134232/6196 Unit 23 | 27582394 | 730890 | N | N
Polo | ROBA Piping Projects GmbH Obernburg | TPPL | Nox Water |  | Junta de estanqueidad, Cobre, 1/2", 26 x 21 x 1,5 mm | Gasket Ring, Copper, 1/2", 26 x 21 x 1,5 mm | 3542 | 23MB 303 | GT Piping | 1 | PCE | Germany |  | MBU48BR001 1/2 |  | NOx Water |  |  | 1015 | S-1015-0005-A-23-3542-01204305-N | 1380 | 800 | 0.1 | 485 | 178 | 155 | SIK980000134232/6196 Unit 23 | 27582393 | 730890 | N | N
Polo | ROBA Piping Projects GmbH Obernburg | TPPL | Nox Water |  | Flujómetro, según SLV 3320018 Rev. H, Acero inoxidable, DN 80 / PN 160, Art. 30 (Rev. G Art. 1) | Flow Meter, acc. SLV 3320018 Rev. H, Stainless steel, DN 80 / PN 160, Item 30 (Rev. G Item 1) | 3542 | 23MB 303 | GT Piping | 1 | PCE | Germany |  | MBU48BR001 1/2 / MBU48CF101 |  | NOx Water |  |  | 1015 | S-1015-0005-A-23-3542-01204305-N | 1380 | 800 | 80 | 485 | 178 | 155 | SIK980000134232/6196 Unit 23 | 27582392 | 730890 | N | N
Polo | ROBA Piping Projects GmbH Obernburg | TPPL | Nox Water |  | Perno hexagonal, AD-W2, A 2 - 70, M 24, M 24 x 110 | Hexagon Bolt, AD-W2, A 2 - 70, M 24, M 24 x 110 | 3542 | 23MB 303 | GT Piping | 16 | PCE | Germany |  | MBU48BR001 2/2 |  | NOx Water |  |  | 1015 | S-1015-0005-A-23-3542-01204305-N | 1380 | 800 | 3.2 | 485 | 178 | 155 | SIK980000134232/6196 Unit 23 | 27582391 | 730890 | N | N
Polo | ROBA Piping Projects GmbH Obernburg | TPPL | Nox Water |  | Perno hexagonal, AD-W2, A 2 - 70, M 24 | Hexagon Nut, AD-W2, A 2 - 70, M 24 | 3542 | 23MB 303 | GT Piping | 16 | PCE | Germany |  | MBU48BR001 2/2 |  | NOx Water |  |  | 1015 | S-1015-0005-A-23-3542-01204305-N | 1380 | 800 | 1.6 | 485 | 178 | 155 | SIK980000134232/6196 Unit 23 | 27582390 | 730890 | N | N
Polo | ROBA Piping Projects GmbH Obernburg | TPPL | Nox Water |  | Arandela de retención, Forma A, Acero inoxidable, M 24, 25,3 x 39,0 x 3,2 mm | Locking Washer, Form A, Stainless steel, M 24, 25,3 x 39,0 x 3,2 mm | 3542 | 23MB 303 | GT Piping | 32 | PR | Germany |  | MBU48BR001 2/2 |  | NOx Water |  |  | 1015 | S-1015-0005-A-23-3542-01204305-N | 1380 | 800 | 3.2 | 485 | 178 | 155 | SIK980000134232/6196 Unit 23 | 27582377 | 730890 | N | N
Polo | ROBA Piping Projects GmbH Obernburg | TPPL | Nox Water |  | Junta tórica, Vitón (80 mm), DN 80, 90,0 x 3,55 | O-Ring, Viton (80 Shore), DN 80, 90,0 x 3,55 | 3542 | 23MB 303 | GT Piping | 3 | PCE | Germany |  | MBU48BR001 2/2 |  | NOx Water |  |  | 1015 | S-1015-0005-A-23-3542-01204305-N | 1380 | 800 | 0.3 | 485 | 178 | 155 | SIK980000134232/6196 Unit 23 | 27582389 | 730890 | N | N
Polo | ROBA Piping Projects GmbH Obernburg | TPPL | Nox Water |  | Válvula de control, según SLV 3500083 Rev.E, 1.4571, DN 80, Art. 10 | Check Valve, acc. SLV 3500083 Rev.E, 1.4571, DN 80, Item 10 | 3542 | 23MB 303 | GT Piping | 1 | PCE | Germany |  | MBU48BR001 2/2 / MBU48AA201 |  | NOx Water |  |  | 1015 | S-1015-0005-A-23-3542-01204305-N | 1380 | 800 | 3 | 485 | 178 | 155 | SIK980000134232/6196 Unit 23 | 27582388 | 730890 | N | N
Polo | ROBA Piping Projects GmbH Obernburg | TPPL | Nox Water |  | Perno hexagonal, AD-W2, A 2 - 70, M 24, M 24 x 180 | Hexagon Bolt, AD-W2, A 2 - 70, M 24, M 24 x 180 | 3542 | 23MB 303 | GT Piping | 1 | PCE | Germany |  | ASP |  | NOx Water |  |  | 1015 | S-1015-0005-A-23-3542-01204305-N | 1380 | 800 | 0.2 | 485 | 178 | 155 | SIK980000134232/6196 Unit 23 | 27582387 | 730890 | N | N
Polo | ROBA Piping Projects GmbH Obernburg | TPPL | Nox Water |  | Perno hexagonal, AD-W2, A 2 - 70, M 24, M 24 x 110 | Hexagon Bolt, AD-W2, A 2 - 70, M 24, M 24 x 110 | 3542 | 23MB 303 | GT Piping | 8 | PCE | Germany |  | ASP |  | NOx Water |  |  | 1015 | S-1015-0005-A-23-3542-01204305-N | 1380 | 800 | 1.6 | 485 | 178 | 155 | SIK980000134232/6196 Unit 23 | 27582386 | 730890 | N | N
Polo | ROBA Piping Projects GmbH Obernburg | TPPL | Nox Water |  | Perno hexagonal, AD-W2, A 2 - 70, M 24 | Hexagon Nut, AD-W2, A 2 - 70, M 24 | 3542 | 23MB 303 | GT Piping | 9 | PCE | Germany |  | ASP |  | NOx Water |  |  | 1015 | S-1015-0005-A-23-3542-01204305-N | 1380 | 800 | 0.9 | 485 | 178 | 155 | SIK980000134232/6196 Unit 23 | 27582385 | 730890 | N | N
Polo | ROBA Piping Projects GmbH Obernburg | TPPL | Nox Water |  | Arandela de retención, Forma A, Acero inoxidable, M 24, 25,3 x 39,0 x 3,2 mm | Locking Washer, Form A, Stainless steel, M 24, 25,3 x 39,0 x 3,2 mm | 3542 | 23MB 303 | GT Piping | 18 | PR | Germany |  | ASP |  | NOx Water |  |  | 1015 | S-1015-0005-A-23-3542-01204305-N | 1380 | 800 | 1.8 | 485 | 178 | 155 | SIK980000134232/6196 Unit 23 | 27582375 | 730890 | N | N
Polo | ROBA Piping Projects GmbH Obernburg | TPPL | Nox Water |  | Junta tórica, Vitón (80 mm), DN 80, 90,0 x 3,55 | O-Ring, Viton (80 Shore), DN 80, 90,0 x 3,55 | 3542 | 23MB 303 | GT Piping | 9 | PCE | Germany |  | ASP |  | NOx Water |  |  | 1015 | S-1015-0005-A-23-3542-01204305-N | 1380 | 800 | 0.9 | 485 | 178 | 155 | SIK980000134232/6196 Unit 23 | 27582384 | 730890 | N | N
Polo | ROBA Piping Projects GmbH Obernburg | TPPL | Nox Water |  | Junta tórica, Vitón (80 mm), DN 100, 115,0 x 3,55 | O-Ring, Viton (80 Shore), DN 100, 115,0 x 3,55 | 3542 | 23MB 303 | GT Piping | 4 | PCE | Germany |  | ASP |  | NOx Water |  |  | 1015 | S-1015-0005-A-23-3542-01204305-N | 1380 | 800 | 0.4 | 485 | 178 | 155 | SIK980000134232/6196 Unit 23 | 27582383 | 730890 | N | N
Polo | ROBA Piping Projects GmbH Obernburg | TPPL | Nox Water |  | Junta de estanqueidad, Cobre, 1/2", 26 x 21 x 1,5 mm | Gasket Ring, Copper, 1/2", 26 x 21 x 1,5 mm | 3542 | 23MB 303 | GT Piping | 2 | PCE | Germany |  | ASP |  | NOx Water |  |  | 1015 | S-1015-0005-A-23-3542-01204305-N | 1380 | 800 | 0.2 | 485 | 178 | 155 | SIK980000134232/6196 Unit 23 | 27582382 | 730890 | N | N
Polo | ROBA Piping Projects GmbH Obernburg | TPPL | Nox Water |  | Soporte de tubo | Pipe Support | 3542 | 23MB 303 | GT Piping | 1 | PCE | Germany |  | MBU43BQ010 |  | NOx Water |  |  | 1015 | S-1015-0005-A-23-3542-01204305-N | 1380 | 800 | 38 | 485 | 178 | 155 | SIK980000134232/6196 Unit 23 | 27582381 | 730890 | N | N
Polo | ROBA Piping Projects GmbH Obernburg | TPPL | Nox Water |  | Soporte de tubo | Pipe Support | 3542 | 23MB 303 | GT Piping | 1 | PCE | Germany |  | MBU43BQ011 |  | NOx Water |  |  | 1015 | S-1015-0005-A-23-3542-01204305-N | 1380 | 800 | 38 | 485 | 178 | 155 | SIK980000134232/6196 Unit 23 | 27582380 | 730890 | N | N
Polo | ROBA Piping Projects GmbH Obernburg | TPPL | Nox Water |  | Soporte de tubo | Pipe Support | 3542 | 23MB 303 | GT Piping | 1 | PCE | Germany |  | MBU43BQ012 |  | NOx Water |  |  | 1015 | S-1015-0005-A-23-3542-01204305-N | 1380 | 800 | 38 | 485 | 178 | 155 | SIK980000134232/6196 Unit 23 | 27582379 | 730890 | N | N
Polo | ROBA Piping Projects GmbH Obernburg | TPPL | Nox Water |  | Soporte de tubo | Pipe Support | 3542 | 23MB 303 | GT Piping | 1 | PCE | Germany |  | MBU43BQ013 |  | NOx Water |  |  | 1015 | S-1015-0005-A-23-3542-01204305-N | 1380 | 800 | 38 | 485 | 178 | 155 | SIK980000134232/6196 Unit 23 | 27582378 | 730890 | N | N
Polo | ROBA Piping Projects GmbH Obernburg | TPPL | Nox Water |  | Soporte de tubo | Pipe Support | 3542 | 23MB 303 | GT Piping | 1 | PCE | Germany |  | MBU43BQ014 |  | NOx Water |  |  | 1015 | S-1015-0005-A-23-3542-01204305-N | 1380 | 800 | 37.5 | 485 | 178 | 155 | SIK980000134232/6196 Unit 23 | 27582403 | 730890 | N | N
Polo | ROBA Piping Projects GmbH Obernburg | TPPL | Nox Water |  | Soporte de tubo | Pipe Support | 3542 | 23MB 303 | GT Piping | 1 | PCE | Germany |  | MBU43BQ015 |  | NOx Water |  |  | 1015 | S-1015-0005-A-23-3542-01204305-N | 1380 | 800 | 36 | 485 | 178 | 155 | SIK980000134232/6196 Unit 23 | 27582404 | 730890 | N | N
Polo | ROBA Piping Projects GmbH Obernburg | TPPL | Nox Water |  | Soporte de tubo | Pipe Support | 3542 | 23MB 303 | GT Piping | 1 | PCE | Germany |  | MBU48BQ013 |  | NOx Water |  |  | 1015 | S-1015-0005-A-23-3542-01204305-N | 1380 | 800 | 36 | 485 | 178 | 155 | SIK980000134232/6196 Unit 23 | 27582405 | 730890 | N | N
Polo | ROBA Piping Projects GmbH Obernburg | TPPL | Nox Water |  | Lámina autoadhesiva de acero inoxidable - 0,15 x 2,0 m | Self Adhesive Foil Stainless - 0,15 x 2,0 m | 3542 | 23MB 303 | GT Piping | 2 | PCE | Germany |  | All Supports |  | NOx Water |  |  | 1015 | S-1015-0005-A-23-3542-01204305-N | 1380 | 800 | 1 | 485 | 178 | 155 | SIK980000134232/6196 Unit 23 | 27582416 | 730890 | N | N
Polo | ROBA Piping Projects GmbH Obernburg | TPPL | ACCS |  | Perno hexagonal, AD-W2, A 2 - 70, M 16, M 16 x 60 | Hexagon Bolt, AD-W2, A 2 - 70, M 16, M 16 x 60 | 3542 | 23MB 303 | GT Piping | 4 | PCE | Germany |  | MBA30BR001 |  | ACCS |  |  | 1015 | S-1015-0006-A-23-3542-01204305-N | 450 | 65 | 0.8 | 618 | 78 | 77 | SIK980000134232/6196 Unit 23 | 27582441 | 730890 | N | N
Polo | ROBA Piping Projects GmbH Obernburg | TPPL | ACCS |  | Perno hexagonal, AD-W2, A 2 - 70, M 16 | Hexagon Nut, AD-W2, A 2 - 70, M 16 | 3542 | 23MB 303 | GT Piping | 4 | PCE | Germany |  | MBA30BR001 |  | ACCS |  |  | 1015 | S-1015-0006-A-23-3542-01204305-N | 450 | 65 | 0.4 | 618 | 78 | 77 | SIK980000134232/6196 Unit 23 | 27582439 | 730890 | N | N
Polo | ROBA Piping Projects GmbH Obernburg | TPPL | ACCS |  | Arandela de retención, Forma A, Acero inoxidable, M 16, 17,0 x 25,4 x 3,2 mm | Locking Washer, Form A, Stainless steel, M 16, 17,0 x 25,4 x 3,2 mm | 3542 | 23MB 303 | GT Piping | 8 | PR | Germany |  | MBA30BR001 |  | ACCS |  |  | 1015 | S-1015-0006-A-23-3542-01204305-N | 450 | 65 | 0.8 | 618 | 78 | 77 | SIK980000134232/6196 Unit 23 | 27582419 | 730890 | N | N
Polo | ROBA Piping Projects GmbH Obernburg | TPPL | ACCS |  | Junta plana, PN 16, Forma IBC, Seleccionable azul, DN 40, 49 x 92 x 2,0 mm | Flat Gasket, PN 16, Form IBC, Selecta blue, DN 40, 49 x 92 x 2,0 mm | 3542 | 23MB 303 | GT Piping | 1 | PCE | Germany |  | MBA30BR001 |  | ACCS |  |  | 1015 | S-1015-0006-A-23-3542-01204305-N | 450 | 65 | 0.1 | 618 | 78 | 77 | SIK980000134232/6196 Unit 23 | 27582436 | 730890 | N | N
Polo | ROBA Piping Projects GmbH Obernburg | TPPL | ACCS |  | MAPRESS, Brida PN10/16, Acero inoxidable, DN 42, Art. Nº. 83707FPM rojo | MAPRESS, Flange PN10/16, Stainless steel, DN 42, Art.Nr. 83707FPM red | 3542 | 23MB 303 | GT Piping | 1 | PCE | Germany |  | MBA30BR001 |  | ACCS |  |  | 1015 | S-1015-0006-A-23-3542-01204305-N | 450 | 65 | 1 | 618 | 78 | 77 | SIK980000134232/6196 Unit 23 | 27582435 | 730890 | N | N
Polo | ROBA Piping Projects GmbH Obernburg | TPPL | ACCS |  | MAPRESS, Válvula de bola PN40, Acero inoxidable, DN 20, Art. Nº. 92043FPM rojo | MAPRESS, Ball Valve PN40, Stainless steel, DN 20, Art.Nr. 92043FPM red | 3542 | 23MB 303 | GT Piping | 1 | PCE | Germany |  | MBA30BR001 / UNID 446392769 |  | ACCS |  |  | 1015 | S-1015-0006-A-23-3542-01204305-N | 450 | 65 | 3 | 618 | 78 | 77 | SIK980000134232/6196 Unit 23 | 27582434 | 730890 | N | N
Polo | ROBA Piping Projects GmbH Obernburg | TPPL | ACCS |  | MAPRESS, Codo de ajuste a presión 90º, Acero inoxidable, DN 22, Art. Nº. 80104FPM rojo | MAPRESS, Pressfitting Elbow 90°, Stainless steel, DN 22, Art.Nr. 80104FPM red | 3542 | 23MB 303 | GT Piping | 2 | PCE | Germany |  | MBA30BR001 |  | ACCS |  |  | 1015 | S-1015-0006-A-23-3542-01204305-N | 450 | 65 | 3 | 618 | 78 | 77 | SIK980000134232/6196 Unit 23 | 27582433 | 730890 | N | N
Polo | ROBA Piping Projects GmbH Obernburg | TPPL | ACCS |  | MAPRESS, Codo de ajuste a presión 90º, Acero inoxidable, DN 42, Art. Nº. 81107FPM rojo | MAPRESS, Pressfitting Elbow 90°, Stainless steel, DN 42, Art.Nr. 81107FPM red | 3542 | 23MB 303 | GT Piping | 8 | PCE | Germany |  | MBA30BR001 |  | ACCS |  |  | 1015 | S-1015-0006-A-23-3542-01204305-N | 450 | 65 | 8 | 618 | 78 | 77 | SIK980000134232/6196 Unit 23 | 27582432 | 730890 | N | N
Polo | ROBA Piping Projects GmbH Obernburg | TPPL | ACCS |  | MAPRESS, Manguito deslizante de ajuste a presión, Acero inoxidable, DN 42, Art. Nº. 82107FPM rojo | MAPRESS, Pressfitting Sliding Sleeve, Stainless steel, DN 42, Art.Nr. 82107FPM red | 3542 | 23MB 303 | GT Piping | 2 | PCE | Germany |  | MBA30BR001 |  | ACCS |  |  | 1015 | S-1015-0006-A-23-3542-01204305-N | 450 | 65 | 3 | 618 | 78 | 77 | SIK980000134232/6196 Unit 23 | 27582431 | 730890 | N | N
Polo | ROBA Piping Projects GmbH Obernburg | TPPL | ACCS |  | MAPRESS, T de ajuste a presión, Acero inoxidable, DN 42 / 22, Art. Nº. 81218FPM rojo | MAPRESS, Pressfitting Tee, Stainless steel, DN 42 / 22, Art.Nr. 81218FPM red | 3542 | 23MB 303 | GT Piping | 1 | PCE | Germany |  | MBA30BR001 |  | ACCS |  |  | 1015 | S-1015-0006-A-23-3542-01204305-N | 450 | 65 | 2 | 618 | 78 | 77 | SIK980000134232/6196 Unit 23 | 27582430 | 730890 | N | N
Polo | ROBA Piping Projects GmbH Obernburg | TPPL | ACCS |  | MAPRESS, Tubo del sistema, 1.4401, DN 22, 22,0 x 1,2 x 6000 (Art. Nº. 39004) | MAPRESS, System Pipe, 1.4401, DN 22, 22,0 x 1,2 x 6000 (Art.nr. 39004) | 3542 | 23MB 303 | GT Piping | 1 | PCE | Germany |  | MBA30BR001 |  | ACCS |  |  | 1015 | S-1015-0006-A-23-3542-01204305-N | 450 | 65 | 6 | 618 | 78 | 77 | SIK980000134232/6196 Unit 23 | 27582429 | 730890 | N | N
Polo | ROBA Piping Projects GmbH Obernburg | TPPL | ACCS |  | MAPRESS, Tubo del sistema, 1.4401, DN 42, 42,0 x 1,5 x 6000 (Art. Nº. 39007) | MAPRESS, System Pipe, 1.4401, DN 42, 42,0 x 1,5 x 6000 (Art.nr. 39007) | 3542 | 23MB 303 | GT Piping | 2 | PCE | Germany |  | MBA30BR001 |  | ACCS |  |  | 1015 | S-1015-0006-A-23-3542-01204305-N | 450 | 65 | 12.5 | 618 | 78 | 77 | SIK980000134232/6196 Unit 23 | 27582428 | 730890 | N | N
Polo | ROBA Piping Projects GmbH Obernburg | TPPL | ACCS |  | MAPRESS, Acoplamiento de transición 1 1/2¿¿, Acero inoxidable, DN 40, Art. Nº. 85369FPM rojo | MAPRESS, Transition Coupling 1 1/2", Stainless steel, DN 40, Art.Nr. 85369FPM red | 3542 | 23MB 303 | GT Piping | 1 | PCE | Germany |  | MBA30BR001 |  | ACCS |  |  | 1015 | S-1015-0006-A-23-3542-01204305-N | 450 | 65 | 0.5 | 618 | 78 | 77 | SIK980000134232/6196 Unit 23 | 27582427 | 730890 | N | N
Polo | ROBA Piping Projects GmbH Obernburg | TPPL | ACCS |  | Perno hexagonal, AD-W2, A 2 - 70, M 16, M 16 x 60 | Hexagon Bolt, AD-W2, A 2 - 70, M 16, M 16 x 60 | 3542 | 23MB 303 | GT Piping | 1 | PCE | Germany |  | ASP |  | ACCS |  |  | 1015 | S-1015-0006-A-23-3542-01204305-N | 450 | 65 | 0.2 | 618 | 78 | 77 | SIK980000134232/6196 Unit 23 | 27582426 | 730890 | N | N
Polo | ROBA Piping Projects GmbH Obernburg | TPPL | ACCS |  | Perno hexagonal, AD-W2, A 2 - 70, M 16, | Hexagon Nut, AD-W2, A 2 - 70, M 16, | 3542 | 23MB 303 | GT Piping | 1 | PCE | Germany |  | ASP |  | ACCS |  |  | 1015 | S-1015-0006-A-23-3542-01204305-N | 450 | 65 | 0.1 | 618 | 78 | 77 | SIK980000134232/6196 Unit 23 | 27582425 | 730890 | N | N
Polo | ROBA Piping Projects GmbH Obernburg | TPPL | ACCS |  | Arandela de retención, Forma A, Acero inoxidable, M 16, 17,0 x 25,4 x 3,2 mm | Locking Washer, Form A, Stainless steel, M 16, 17,0 x 25,4 x 3,2 mm | 3542 | 23MB 303 | GT Piping | 2 | PR | Germany |  | ASP |  | ACCS |  |  | 1015 | S-1015-0006-A-23-3542-01204305-N | 450 | 65 | 0.2 | 618 | 78 | 77 | SIK980000134232/6196 Unit 23 | 27582420 | 730890 | N | N
Polo | ROBA Piping Projects GmbH Obernburg | TPPL | ACCS |  | Junta plana, PN 16, Forma IBC, Seleccionable azul, DN 40, 49 x 92 x 2,0 mm | Flat Gasket, PN 16, Form IBC, Selecta blue, DN 40, 49 x 92 x 2,0 mm | 3542 | 23MB 303 | GT Piping | 1 | PCE | Germany |  | ASP |  | ACCS |  |  | 1015 | S-1015-0006-A-23-3542-01204305-N | 450 | 65 | 0.1 | 618 | 78 | 77 | SIK980000134232/6196 Unit 23 | 27582424 | 730890 | N | N
Polo | ROBA Piping Projects GmbH Obernburg | TPPL | ACCS |  | HALFEN, HCS KON Consola, Acero galvanizado, HCS KON 41/1/2, 175 mm de longitud | HALFEN, HCS KON Konsole, Galvanized steel, HCS KON 41/1/2, 175 mm lang | 3542 | 23MB 303 | GT Piping | 2 | PCE | Germany |  | MBA30BR001 |  | ACCS |  |  | 1015 | S-1015-0006-A-23-3542-01204305-N | 450 | 65 | 5 | 618 | 78 | 77 | SIK980000134232/6196 Unit 23 | 27582423 | 730890 | N | N
Polo | ROBA Piping Projects GmbH Obernburg | TPPL | ACCS |  | HALFEN, Conector VT HCS, Acero galvanizado, HCS - VT63 - 14/0 - fv | HALFEN, HCS VTConnector, Galvanized steel, HCS - VT63 - 14/0 - fv | 3542 | 23MB 303 | GT Piping | 3 | PCE | Germany |  | MBA30BR001 |  | ACCS |  |  | 1015 | S-1015-0006-A-23-3542-01204305-N | 450 | 65 | 5 | 618 | 78 | 77 | SIK980000134232/6196 Unit 23 | 27582422 | 730890 | N | N
Polo | ROBA Piping Projects GmbH Obernburg | TPPL | ACCS |  | HALFEN, Conector VT HCS, Acero galvanizado, HCS - VT63 - 11/2 - fv | HALFEN, HCS VTConnector, Galvanized steel, HCS - VT63 - 11/2 - fv | 3542 | 23MB 303 | GT Piping | 2 | PCE | Germany |  | MBA30BR001 |  | ACCS |  |  | 1015 | S-1015-0006-A-23-3542-01204305-N | 450 | 65 | 5 | 618 | 78 | 77 | SIK980000134232/6196 Unit 23 | 27582421 | 730890 | N | N
Polo | ROBA Piping Projects GmbH Obernburg | TPPL | ACCS |  | Abrazadera de tubería, serie estándar, Poliamida, DN 22, CRA 322 PAH DP AS M W3 A | Pipe Clamp, Standard series, Polyamide, DN 22, CRA 322 PAH DP AS M W3 A | 3542 | 23MB 303 | GT Piping | 1 | PCE | Germany |  | MBA30BR001 |  | ACCS |  |  | 1015 | S-1015-0006-A-23-3542-01204305-N | 450 | 65 | 0.3 | 618 | 78 | 77 | SIK980000134232/6196 Unit 23 | 27582437 | 730890 | N | N
Polo | ROBA Piping Projects GmbH Obernburg | TPPL | ACCS |  | Abrazadera de tubería, serie estándar, Poliamida, DN 42, CRA 542 PAH DP AS M W3 A | Pipe Clamp, Standard series, Polyamide, DN 42, CRA 542 PAH DP AS M W3 A | 3542 | 23MB 303 | GT Piping | 4 | PCE | Germany |  | MBA30BR001 |  | ACCS |  |  | 1015 | S-1015-0006-A-23-3542-01204305-N | 450 | 65 | 1 | 618 | 78 | 77 | SIK980000134232/6196 Unit 23 | 27582438 | 730890 | N | N
Polo | ROBA Piping Projects GmbH Obernburg | TPPL | ACCS |  | Carril de montaje, tipo HZL (PowerClick), Acero galvanizado, HZL 63/63 - fv | Mounting Rail, Typ HZL (PowerClick), Galvanized steel, HZL 63/63 - fv | 3542 | 23MB 303 | GT Piping | 6 | MTR | Germany |  | MBA30BR001 |  | ACCS |  |  | 1015 | S-1015-0006-A-23-3542-01204305-N | 450 | 65 | 5 | 618 | 78 | 77 | SIK980000134232/6196 Unit 23 | 27582418 | 730890 | N | N
Polo | ROBA Piping Projects GmbH Obernburg | TPPL | ACCS |  | Perno de anclaje, FAZ, Acero galvanizado, M 12, FAZ II 12/50 | Anchor bolt, FAZ, Galvanized steel, M 12, FAZ II 12/50 | 3542 | 23MB 303 | GT Piping | 20 | PCE | Germany |  | MBA30BR001 |  | ACCS |  |  | 1015 | S-1015-0006-A-23-3542-01204305-N | 450 | 65 | 2 | 618 | 78 | 77 | SIK980000134232/6196 Unit 23 | 27582440 | 730890 | N | N
Polo | ROBA Piping Projects GmbH Obernburg | TPPL | Lube Oil Turbine loose Parts |  | Adaptador RN1414 ES, G 1/4", 18 mm, 1.4571 | Adapter RN1414 ES, G 1/4", 18 mm, 1.4571 | 3542 | 23MB 303 | GT Piping | 1 | PCE | Germany |  | MBV26BR005 |  | Lube Oil Turbine |  |  | 1015 | S-1015-0007-A-23-3542-01204305-N | 3300 | 2520 | 0.1 | 379 | 243 | 181 | SIK980000134232/6196 Unit 23 | 27582456 | 730890 | N | N
Polo | ROBA Piping Projects GmbH Obernburg | TPPL | Lube Oil Turbine loose Parts |  | Perno hexagonal, AD-W0, 8,8 A3C, M 16, M 16 x 70 | Hexagon Bolt, AD-W0, 8.8 A3C, M 16, M 16 x 70 | 3542 | 23MB 303 | GT Piping | 24 | PCE | Germany |  | MBV26BR001 |  | Lube Oil Turbine |  |  | 1015 | S-1015-0007-A-23-3542-01204305-N | 3300 | 2520 | 4.8 | 379 | 243 | 181 | SIK980000134232/6196 Unit 23 | 27582574 | 730890 | N | N
Polo | ROBA Piping Projects GmbH Obernburg | TPPL | Lube Oil Turbine loose Parts |  | Perno hexagonal, AD-W0, 8,8 A3C, M 20, M 20 x 80 | Hexagon Bolt, AD-W0, 8.8 A3C, M 20, M 20 x 80 | 3542 | 23MB 303 | GT Piping | 8 | PCE | Germany |  | MBV26BR001 |  | Lube Oil Turbine |  |  | 1015 | S-1015-0007-A-23-3542-01204305-N | 3300 | 2520 | 1.6 | 379 | 243 | 181 | SIK980000134232/6196 Unit 23 | 27582573 | 730890 | N | N
Polo | ROBA Piping Projects GmbH Obernburg | TPPL | Lube Oil Turbine loose Parts |  | Perno hexagonal, AD-W0, 8 A3C, M 16 | Hexagon Nut, AD-W0, 8 A3C, M 16 | 3542 | 23MB 303 | GT Piping | 24 | PCE | Germany |  | MBV26BR001 |  | Lube Oil Turbine |  |  | 1015 | S-1015-0007-A-23-3542-01204305-N | 3300 | 2520 | 2.4 | 379 | 243 | 181 | SIK980000134232/6196 Unit 23 | 27582572 | 730890 | N | N
Polo | ROBA Piping Projects GmbH Obernburg | TPPL | Lube Oil Turbine loose Parts |  | Perno hexagonal, AD-W0, 8 A3C, M 20 | Hexagon Nut, AD-W0, 8 A3C, M 20 | 3542 | 23MB 303 | GT Piping | 8 | PCE | Germany |  | MBV26BR001 |  | Lube Oil Turbine |  |  | 1015 | S-1015-0007-A-23-3542-01204305-N | 3300 | 2520 | 0.8 | 379 | 243 | 181 | SIK980000134232/6196 Unit 23 | 27582571 | 730890 | N | N
Polo | ROBA Piping Projects GmbH Obernburg | TPPL | Lube Oil Turbine loose Parts |  | Arandela de retención, Forma A, Acero galvanizado, M 16, 17,0 x 25,4 x 3,2 mm | Locking Washer, Form A, Galvanized steel, M 16, 17,0 x 25,4 x 3,2 mm | 3542 | 23MB 303 | GT Piping | 48 | PR | Germany |  | MBV26BR001 |  | Lube Oil Turbine |  |  | 1015 | S-1015-0007-A-23-3542-01204305-N | 3300 | 2520 | 4.8 | 379 | 243 | 181 | SIK980000134232/6196 Unit 23 | 27582455 | 730890 | N | N
Polo | ROBA Piping Projects GmbH Obernburg | TPPL | Lube Oil Turbine loose Parts |  | Arandela de retención, Forma A, Acero galvanizado, M 20, 21,4 x 30,7 x 3,2 mm | Locking Washer, Form A, Galvanized steel, M 20, 21,4 x 30,7 x 3,2 mm | 3542 | 23MB 303 | GT Piping | 16 | PR | Germany |  | MBV26BR001 |  | Lube Oil Turbine |  |  | 1015 | S-1015-0007-A-23-3542-01204305-N | 3300 | 2520 | 1.6 | 379 | 243 | 181 | SIK980000134232/6196 Unit 23 | 27582454 | 730890 | N | N
Polo | ROBA Piping Projects GmbH Obernburg | TPPL | Lube Oil Turbine loose Parts |  | Junta tórica, Vitón (80 mm), DN 100, 115,0 x 3,55 | O-Ring, Viton (80 Shore), DN 100, 115,0 x 3,55 | 3542 | 23MB 303 | GT Piping | 1 | PCE | Germany |  | MBV26BR001 |  | Lube Oil Turbine |  |  | 1015 | S-1015-0007-A-23-3542-01204305-N | 3300 | 2520 | 0.1 | 379 | 243 | 181 | SIK980000134232/6196 Unit 23 | 27582570 | 730890 | N | N
Polo | ROBA Piping Projects GmbH Obernburg | TPPL | Lube Oil Turbine loose Parts |  | Junta tórica, Vitón (80 mm), DN 125, 145,0 x 3,55 | O-Ring, Viton (80 Shore), DN 125, 145,0 x 3,55 | 3542 | 23MB 303 | GT Piping | 2 | PCE | Germany |  | MBV26BR001 |  | Lube Oil Turbine |  |  | 1015 | S-1015-0007-A-23-3542-01204305-N | 3300 | 2520 | 0.2 | 379 | 243 | 181 | SIK980000134232/6196 Unit 23 | 27582569 | 730890 | N | N
Polo | ROBA Piping Projects GmbH Obernburg | TPPL | Lube Oil Turbine loose Parts |  | Junta tórica, Vitón (80 mm), DN 150, 170,0 x 3,55 | O-Ring, Viton (80 Shore), DN 150, 170,0 x 3,55 | 3542 | 23MB 303 | GT Piping | 1 | PCE | Germany |  | MBV26BR001 |  | Lube Oil Turbine |  |  | 1015 | S-1015-0007-A-23-3542-01204305-N | 3300 | 2520 | 0.1 | 379 | 243 | 181 | SIK980000134232/6196 Unit 23 | 27582568 | 730890 | N | N
Polo | ROBA Piping Projects GmbH Obernburg | TPPL | Lube Oil Turbine loose Parts |  | Perno hexagonal, AD-W0, 8,8 A3C, M 16, M 16 x 65 | Hexagon Bolt, AD-W0, 8.8 A3C, M 16, M 16 x 65 | 3542 | 23MB 303 | GT Piping | 16 | PCE | Germany |  | MBV26BR002 1/2 |  | Lube Oil Turbine |  |  | 1015 | S-1015-0007-A-23-3542-01204305-N | 3300 | 2520 | 3.2 | 379 | 243 | 181 | SIK980000134232/6196 Unit 23 | 27582567 | 730890 | N | N
Polo | ROBA Piping Projects GmbH Obernburg | TPPL | Lube Oil Turbine loose Parts |  | Perno hexagonal, AD-W0, 8 A3C, M 16 | Hexagon Nut, AD-W0, 8 A3C, M 16 | 3542 | 23MB 303 | GT Piping | 16 | PCE | Germany |  | MBV26BR002 1/2 |  | Lube Oil Turbine |  |  | 1015 | S-1015-0007-A-23-3542-01204305-N | 3300 | 2520 | 1.6 | 379 | 243 | 181 | SIK980000134232/6196 Unit 23 | 27582566 | 730890 | N | N
Polo | ROBA Piping Projects GmbH Obernburg | TPPL | Lube Oil Turbine loose Parts |  | Arandela de retención, Forma A, Acero galvanizado, M 16, 17,0 x 25,4 x 3,2 mm | Locking Washer, Form A, Galvanized steel, M 16, 17,0 x 25,4 x 3,2 mm | 3542 | 23MB 303 | GT Piping | 32 | PR | Germany |  | MBV26BR002 1/2 |  | Lube Oil Turbine |  |  | 1015 | S-1015-0007-A-23-3542-01204305-N | 3300 | 2520 | 3.2 | 379 | 243 | 181 | SIK980000134232/6196 Unit 23 | 27582453 | 730890 | N | N
Polo | ROBA Piping Projects GmbH Obernburg | TPPL | Lube Oil Turbine loose Parts |  | Junta tórica, Vitón (80 mm), DN 65, 80,0 x 3,55 | O-Ring, Viton (80 Shore), DN 65, 80,0 x 3,55 | 3542 | 23MB 303 | GT Piping | 3 | PCE | Germany |  | MBV26BR002 1/2 |  | Lube Oil Turbine |  |  | 1015 | S-1015-0007-A-23-3542-01204305-N | 3300 | 2520 | 0.3 | 379 | 243 | 181 | SIK980000134232/6196 Unit 23 | 27582565 | 730890 | N | N
Polo | ROBA Piping Projects GmbH Obernburg | TPPL | Lube Oil Turbine loose Parts |  | Junta de estanqueidad, Cobre, 1/2", 26 x 21 x 1,5 mm | Gasket Ring, Copper, 1/2", 26 x 21 x 1,5 mm | 3542 | 23MB 303 | GT Piping | 2 | PCE | Germany |  | MBV26BR002 1/2 |  | Lube Oil Turbine |  |  | 1015 | S-1015-0007-A-23-3542-01204305-N | 3300 | 2520 | 0.2 | 379 | 243 | 181 | SIK980000134232/6196 Unit 23 | 27582564 | 730890 | N | N
Polo | ROBA Piping Projects GmbH Obernburg | TPPL | Lube Oil Turbine loose Parts |  | Orificio, según TF 279, S 235 JRG 2 / St 37, DN 65, d1=128; a=50; d2=35 mm | Orifice, acc. to TF 279, S 235 JRG 2 / St 37, DN 65, d1=128; a=50; d2=35 mm | 3542 | 23MB 303 | GT Piping | 1 | PCE | Germany |  | MBV26BR002 1/2 / MBV26BP011 |  | Lube Oil Turbine |  |  | 1015 | S-1015-0007-A-23-3542-01204305-N | 3300 | 2520 | 5 | 379 | 243 | 181 | SIK980000134232/6196 Unit 23 | 27582563 | 730890 | N | N
Polo | ROBA Piping Projects GmbH Obernburg | TPPL | Lube Oil Turbine loose Parts |  | Perno hexagonal, AD-W0, 8,8 A3C, M 16, M 16 x 65 | Hexagon Bolt, AD-W0, 8.8 A3C, M 16, M 16 x 65 | 3542 | 23MB 303 | GT Piping | 24 | PCE | Germany |  | MBV26BR002 2/2 |  | Lube Oil Turbine |  |  | 1015 | S-1015-0007-A-23-3542-01204305-N | 3300 | 2520 | 4.8 | 379 | 243 | 181 | SIK980000134232/6196 Unit 23 | 27582562 | 730890 | N | N
Polo | ROBA Piping Projects GmbH Obernburg | TPPL | Lube Oil Turbine loose Parts |  | Perno hexagonal, AD-W0, 8 A3C, M 16 | Hexagon Nut, AD-W0, 8 A3C, M 16 | 3542 | 23MB 303 | GT Piping | 24 | PCE | Germany |  | MBV26BR002 2/2 |  | Lube Oil Turbine |  |  | 1015 | S-1015-0007-A-23-3542-01204305-N | 3300 | 2520 | 2.4 | 379 | 243 | 181 | SIK980000134232/6196 Unit 23 | 27582561 | 730890 | N | N
Polo | ROBA Piping Projects GmbH Obernburg | TPPL | Lube Oil Turbine loose Parts |  | Arandela de retención, Forma A, Acero galvanizado, M 16, 17,0 x 25,4 x 3,2 mm | Locking Washer, Form A, Galvanized steel, M 16, 17,0 x 25,4 x 3,2 mm | 3542 | 23MB 303 | GT Piping | 48 | PR | Germany |  | MBV26BR002 2/2 |  | Lube Oil Turbine |  |  | 1015 | S-1015-0007-A-23-3542-01204305-N | 3300 | 2520 | 4.8 | 379 | 243 | 181 | SIK980000134232/6196 Unit 23 | 27582452 | 730890 | N | N
Polo | ROBA Piping Projects GmbH Obernburg | TPPL | Lube Oil Turbine loose Parts |  | Junta tórica, Vitón (80 mm), DN 65, 80,0 x 3,55 | O-Ring, Viton (80 Shore), DN 65, 80,0 x 3,55 | 3542 | 23MB 303 | GT Piping | 3 | PCE | Germany |  | MBV26BR002 2/2 |  | Lube Oil Turbine |  |  | 1015 | S-1015-0007-A-23-3542-01204305-N | 3300 | 2520 | 0.3 | 379 | 243 | 181 | SIK980000134232/6196 Unit 23 | 27582560 | 730890 | N | N
Polo | ROBA Piping Projects GmbH Obernburg | TPPL | Lube Oil Turbine loose Parts |  | Perno hexagonal, AD-W0, 8,8 A3C, M 16, M 16 x 70 | Hexagon Bolt, AD-W0, 8.8 A3C, M 16, M 16 x 70 | 3542 | 23MB 303 | GT Piping | 8 | PCE | Germany |  | MBV26BR003 |  | Lube Oil Turbine |  |  | 1015 | S-1015-0007-A-23-3542-01204305-N | 3300 | 2520 | 1.6 | 379 | 243 | 181 | SIK980000134232/6196 Unit 23 | 27582559 | 730890 | N | N
Polo | ROBA Piping Projects GmbH Obernburg | TPPL | Lube Oil Turbine loose Parts |  | Perno hexagonal, AD-W0, 8,8 A3C, M 16, M 16 x 75 | Hexagon Bolt, AD-W0, 8.8 A3C, M 16, M 16 x 75 | 3542 | 23MB 303 | GT Piping | 4 | PCE | Germany |  | MBV26BR003 |  | Lube Oil Turbine |  |  | 1015 | S-1015-0007-A-23-3542-01204305-N | 3300 | 2520 | 0.8 | 379 | 243 | 181 | SIK980000134232/6196 Unit 23 | 27582558 | 730890 | N | N
Polo | ROBA Piping Projects GmbH Obernburg | TPPL | Lube Oil Turbine loose Parts |  | Perno hexagonal, AD-W0, 8 A3C, M 16 | Hexagon Nut, AD-W0, 8 A3C, M 16 | 3542 | 23MB 303 | GT Piping | 12 | PCE | Germany |  | MBV26BR003 |  | Lube Oil Turbine |  |  | 1015 | S-1015-0007-A-23-3542-01204305-N | 3300 | 2520 | 1.2 | 379 | 243 | 181 | SIK980000134232/6196 Unit 23 | 27582557 | 730890 | N | N
Polo | ROBA Piping Projects GmbH Obernburg | TPPL | Lube Oil Turbine loose Parts |  | Arandela de retención, Forma A, Acero galvanizado, M 16, 17,0 x 25,4 x 3,2 mm | Locking Washer, Form A, Galvanized steel, M 16, 17,0 x 25,4 x 3,2 mm | 3542 | 23MB 303 | GT Piping | 24 | PR | Germany |  | MBV26BR003 |  | Lube Oil Turbine |  |  | 1015 | S-1015-0007-A-23-3542-01204305-N | 3300 | 2520 | 2.4 | 379 | 243 | 181 | SIK980000134232/6196 Unit 23 | 27582451 | 730890 | N | N
Polo | ROBA Piping Projects GmbH Obernburg | TPPL | Lube Oil Turbine loose Parts |  | Junta tórica, Vitón (80 mm), DN 50, 63,0 x 3,55 | O-Ring, Viton (80 Shore), DN 50, 63,0 x 3,55 | 3542 | 23MB 303 | GT Piping | 1 | PCE | Germany |  | MBV26BR003 |  | Lube Oil Turbine |  |  | 1015 | S-1015-0007-A-23-3542-01204305-N | 3300 | 2520 | 0.1 | 379 | 243 | 181 | SIK980000134232/6196 Unit 23 | 27582556 | 730890 | N | N
Polo | ROBA Piping Projects GmbH Obernburg | TPPL | Lube Oil Turbine loose Parts |  | Junta tórica, Vitón (80 mm), DN 100, 115,0 x 3,55 | O-Ring, Viton (80 Shore), DN 100, 115,0 x 3,55 | 3542 | 23MB 303 | GT Piping | 3 | PCE | Germany |  | MBV26BR003 |  | Lube Oil Turbine |  |  | 1015 | S-1015-0007-A-23-3542-01204305-N | 3300 | 2520 | 0.3 | 379 | 243 | 181 | SIK980000134232/6196 Unit 23 | 27582555 | 730890 | N | N
Polo | ROBA Piping Projects GmbH Obernburg | TPPL | Lube Oil Turbine loose Parts |  | Junta de estanqueidad, Cobre, 1/2", 26 x 21 x 1,5 mm | Gasket Ring, Copper, 1/2", 26 x 21 x 1,5 mm | 3542 | 23MB 303 | GT Piping | 2 | PCE | Germany |  | MBV26BR003 |  | Lube Oil Turbine |  |  | 1015 | S-1015-0007-A-23-3542-01204305-N | 3300 | 2520 | 0.2 | 379 | 243 | 181 | SIK980000134232/6196 Unit 23 | 27582554 | 730890 | N | N
Polo | ROBA Piping Projects GmbH Obernburg | TPPL | Lube Oil Turbine loose Parts |  | Orificio, según TF 279, S 235 JRG 2 / St 37, DN 100, d1=162; a=50; d2=106,3 mm | Orifice, acc. to TF 279, S 235 JRG 2 / St 37, DN 100, d1=162; a=50; d2=106,3 mm | 3542 | 23MB 303 | GT Piping | 1 | PCE | Germany |  | MBV26BR003 / MBV26BP013 |  | Lube Oil Turbine |  |  | 1015 | S-1015-0007-A-23-3542-01204305-N | 3300 | 2520 | 5 | 379 | 243 | 181 | SIK980000134232/6196 Unit 23 | 27582553 | 730890 | N | N
Polo | ROBA Piping Projects GmbH Obernburg | TPPL | Lube Oil Turbine loose Parts |  | Perno hexagonal, AD-W0, 8,8 A3C, M 16, M 16 x 40 | Hexagon Bolt, AD-W0, 8.8 A3C, M 16, M 16 x 40 | 3542 | 23MB 303 | GT Piping | 4 | PCE | Germany |  | MBV26BR004 |  | Lube Oil Turbine |  |  | 1015 | S-1015-0007-A-23-3542-01204305-N | 3300 | 2520 | 0.8 | 379 | 243 | 181 | SIK980000134232/6196 Unit 23 | 27582552 | 730890 | N | N
Polo | ROBA Piping Projects GmbH Obernburg | TPPL | Lube Oil Turbine loose Parts |  | Perno hexagonal, AD-W0, 8,8 A3C, M 16, M 16 x 65 | Hexagon Bolt, AD-W0, 8.8 A3C, M 16, M 16 x 65 | 3542 | 23MB 303 | GT Piping | 4 | PCE | Germany |  | MBV26BR004 |  | Lube Oil Turbine |  |  | 1015 | S-1015-0007-A-23-3542-01204305-N | 3300 | 2520 | 0.8 | 379 | 243 | 181 | SIK980000134232/6196 Unit 23 | 27582551 | 730890 | N | N
Polo | ROBA Piping Projects GmbH Obernburg | TPPL | Lube Oil Turbine loose Parts |  | Perno hexagonal, AD-W0, 8 A3C, M 16 | Hexagon Nut, AD-W0, 8 A3C, M 16 | 3542 | 23MB 303 | GT Piping | 4 | PCE | Germany |  | MBV26BR004 |  | Lube Oil Turbine |  |  | 1015 | S-1015-0007-A-23-3542-01204305-N | 3300 | 2520 | 0.4 | 379 | 243 | 181 | SIK980000134232/6196 Unit 23 | 27582550 | 730890 | N | N
Polo | ROBA Piping Projects GmbH Obernburg | TPPL | Lube Oil Turbine loose Parts |  | Arandela de retención, Forma A, Acero galvanizado, M 16, 17,0 x 25,4 x 3,2 mm | Locking Washer, Form A, Galvanized steel, M 16, 17,0 x 25,4 x 3,2 mm | 3542 | 23MB 303 | GT Piping | 12 | PR | Germany |  | MBV26BR004 |  | Lube Oil Turbine |  |  | 1015 | S-1015-0007-A-23-3542-01204305-N | 3300 | 2520 | 1.2 | 379 | 243 | 181 | SIK980000134232/6196 Unit 23 | 27582450 | 730890 | N | N
Polo | ROBA Piping Projects GmbH Obernburg | TPPL | Lube Oil Turbine loose Parts |  | Junta tórica, Vitón (80 mm), DN 50, 63,0 x 3,55 | O-Ring, Viton (80 Shore), DN 50, 63,0 x 3,55 | 3542 | 23MB 303 | GT Piping | 2 | PCE | Germany |  | MBV26BR004 |  | Lube Oil Turbine |  |  | 1015 | S-1015-0007-A-23-3542-01204305-N | 3300 | 2520 | 0.2 | 379 | 243 | 181 | SIK980000134232/6196 Unit 23 | 27582549 | 730890 | N | N
Polo | ROBA Piping Projects GmbH Obernburg | TPPL | Lube Oil Turbine loose Parts |  | Junta de estanqueidad, Cobre, 1/2", 26 x 21 x 1,5 mm | Gasket Ring, Copper, 1/2", 26 x 21 x 1,5 mm | 3542 | 23MB 303 | GT Piping | 1 | PCE | Germany |  | MBV26BR004 |  | Lube Oil Turbine |  |  | 1015 | S-1015-0007-A-23-3542-01204305-N | 3300 | 2520 | 0.1 | 379 | 243 | 181 | SIK980000134232/6196 Unit 23 | 27582548 | 730890 | N | N
Polo | ROBA Piping Projects GmbH Obernburg | TPPL | Lube Oil Turbine loose Parts |  | Orificio, según TF 279, S 235 JRG 2 / St 37, DN 50, d1=108; a=50; d2=21,8 mm | Orifice, acc. to TF 279, S 235 JRG 2 / St 37, DN 50, d1=108; a=50; d2=21,8 mm | 3542 | 23MB 303 | GT Piping | 1 | PCE | Germany |  | MBV26BR004 / MBV26BP012 |  | Lube Oil Turbine |  |  | 1015 | S-1015-0007-A-23-3542-01204305-N | 3300 | 2520 | 5 | 379 | 243 | 181 | SIK980000134232/6196 Unit 23 | 27582547 | 730890 | N | N
Polo | ROBA Piping Projects GmbH Obernburg | TPPL | Lube Oil Turbine loose Parts |  | Tornillo de cierre, según. SLV 3850115, 1.0718 / 11SMnPb30, DN 8, M 14 x 1,5, Ø 5 mm | Screw Plug, acc. SLV 3850115, 1.0718 / 11SMnPb30, DN 8, M 14 x 1,5, Ø 5 mm | 3542 | 23MB 303 | GT Piping | 1 | PCE | Germany |  | MBV26BR005 / MBV26BP019 |  | Lube Oil Turbine |  |  | 1015 | S-1015-0007-A-23-3542-01204305-N | 3300 | 2520 | 0.2 | 379 | 243 | 181 | SIK980000134232/6196 Unit 23 | 27582546 | 730890 | N | N
Polo | ROBA Piping Projects GmbH Obernburg | TPPL | Lube Oil Turbine loose Parts |  | Junta de estanqueidad, Cobre, 1/4", 18 x 14 x 1,5 mm | Gasket Ring, Copper, 1/4", 18 x 14 x 1,5 mm | 3542 | 23MB 303 | GT Piping | 3 | PCE | Germany |  | MBV26BR005 |  | Lube Oil Turbine |  |  | 1015 | S-1015-0007-A-23-3542-01204305-N | 3300 | 2520 | 0.3 | 379 | 243 | 181 | SIK980000134232/6196 Unit 23 | 27582545 | 730890 | N | N
Polo | ROBA Piping Projects GmbH Obernburg | TPPL | Lube Oil Turbine loose Parts |  | Junta de estanqueidad, Cobre, 1/2", 26 x 21 x 1,5 mm | Gasket Ring, Copper, 1/2", 26 x 21 x 1,5 mm | 3542 | 23MB 303 | GT Piping | 1 | PCE | Germany |  | MBV26BR005 |  | Lube Oil Turbine |  |  | 1015 | S-1015-0007-A-23-3542-01204305-N | 3300 | 2520 | 0.1 | 379 | 243 | 181 | SIK980000134232/6196 Unit 23 | 27582544 | 730890 | N | N
Polo | ROBA Piping Projects GmbH Obernburg | TPPL | Lube Oil Turbine loose Parts |  | Junta de dilatación ang., ZEP002-DC01-MB-820817, Acero inoxidable, DN 10, Pos.4 | Ang. Expansion Joint, ZEP002-DC01-MB-820817, Stainless steel, DN 10, Pos.4 | 3542 | 23MB 303 | GT Piping | 1 | PCE | France |  | MBV31BR001 2/2 |  | Lube Oil Turbine |  |  | 1015 | S-1015-0007-A-23-3542-01204305-N | 3300 | 2520 | 3 | 379 | 243 | 181 | SIK980000134232/6196 Unit 23 | 27582575 | 730890 | N | N
Polo | ROBA Piping Projects GmbH Obernburg | TPPL | Lube Oil Turbine loose Parts |  | Junta de estanqueidad, Cobre, 1/2", 26 x 21 x 1,5 mm | Gasket Ring, Copper, 1/2", 26 x 21 x 1,5 mm | 3542 | 23MB 303 | GT Piping | 1 | PCE | Germany |  | MBV31BR002 |  | Lube Oil Turbine |  |  | 1015 | S-1015-0007-A-23-3542-01204305-N | 3300 | 2520 | 0.1 | 379 | 243 | 181 | SIK980000134232/6196 Unit 23 | 27582543 | 730890 | N | N
Polo | ROBA Piping Projects GmbH Obernburg | TPPL | Lube Oil Turbine loose Parts |  | Junta de estanqueidad, Cobre, 1/4", 20 x 14 x 2,0 mm | Gasket Ring, Copper, 1/4", 20 x 14 x 2,0 mm | 3542 | 23MB 303 | GT Piping | 1 | PCE | Germany |  | MBV35BR001 1/2 |  | Lube Oil Turbine |  |  | 1015 | S-1015-0007-A-23-3542-01204305-N | 3300 | 2520 | 0.1 | 379 | 243 | 181 | SIK980000134232/6196 Unit 23 | 27582542 | 730890 | N | N
Polo | ROBA Piping Projects GmbH Obernburg | TPPL | Lube Oil Turbine loose Parts |  | Junta de estanqueidad, WIKA Pedido nº.: 9091440, Cobre, G 1/2", Ø 17,5 x 6,2 mm | Gasket Ring, WIKA Order-No: 9091440, Copper, G 1/2", Ø 17,5 x 6,2 mm | 3542 | 23MB 303 | GT Piping | 3 | PCE | Germany |  | MBV35BR002 1/2 |  | Lube Oil Turbine |  |  | 1015 | S-1015-0007-A-23-3542-01204305-N | 3300 | 2520 | 0.3 | 379 | 243 | 181 | SIK980000134232/6196 Unit 23 | 27582541 | 730890 | N | N
Polo | ROBA Piping Projects GmbH Obernburg | TPPL | Lube Oil Turbine loose Parts |  | Conexión manométrica, Tipo 910.14, Latón, IG 1/2" - AG 3/4" | Manometer Connection, Type 910.14, Brass, IG 1/2" - AG 3/4" | 3542 | 23MB 303 | GT Piping | 1 | PCE | Germany |  | MBV35BR002 1/2 |  | Lube Oil Turbine |  |  | 1015 | S-1015-0007-A-23-3542-01204305-N | 3300 | 2520 | 2 | 379 | 243 | 181 | SIK980000134232/6196 Unit 23 | 27582540 | 730890 | N | N
Polo | ROBA Piping Projects GmbH Obernburg | TPPL | Lube Oil Turbine loose Parts |  | Válvula de manómetro, Forma A, PN 250, Latón, 1/2", WIKA Art. Nº 9090169 | Pressure Gauge Valve, Form A, PN 250, Brass, 1/2", WIKA Art.Nr. 9090169 | 3542 | 23MB 303 | GT Piping | 1 | PCE | Germany |  | MBV35BR002 1/2 / MBV35AA301 |  | Lube Oil Turbine |  |  | 1015 | S-1015-0007-A-23-3542-01204305-N | 3300 | 2520 | 2 | 379 | 243 | 181 | SIK980000134232/6196 Unit 23 | 27582539 | 730890 | N | N
Polo | ROBA Piping Projects GmbH Obernburg | TPPL | Lube Oil Turbine loose Parts |  | Manómetro, Tipo 233.50, 1.4571, NG 63, 0 - 250 bares | Pressure Gauge, Type 233.50, 1.4571, NG 63, 0 - 250 bar | 3542 | 23MB 303 | GT Piping | 1 | PCE | Germany |  | MBV35BR002 1/2 / MBV35CP501 |  | Lube Oil Turbine |  |  | 1015 | S-1015-0007-A-23-3542-01204305-N | 3300 | 2520 | 8 | 379 | 243 | 181 | SIK980000134232/6196 Unit 23 | 27582538 | 730890 | N | N
Polo | ROBA Piping Projects GmbH Obernburg | TPPL | Lube Oil Turbine loose Parts |  | Junta de estanqueidad, Cobre, 3/4", 32 x 27 x 2,0 mm | Gasket Ring, Copper, 3/4", 32 x 27 x 2,0 mm | 3542 | 23MB 303 | GT Piping | 1 | PCE | Germany |  | MBV35BR002 2/2 |  | Lube Oil Turbine |  |  | 1015 | S-1015-0007-A-23-3542-01204305-N | 3300 | 2520 | 0.1 | 379 | 243 | 181 | SIK980000134232/6196 Unit 23 | 27582537 | 730890 | N | N
Polo | ROBA Piping Projects GmbH Obernburg | TPPL | Lube Oil Turbine loose Parts |  | Válvula de bola, PN 315, P 250 GH / C 22.8, DN 25, BKH 30 - 26,9 x 3,2 | Ball Valve, PN 315, P 250 GH / C 22.8, DN 25, BKH 30 - 26,9 x 3,2 | 3542 | 23MB 303 | GT Piping | 1 | PCE | Germany |  | MBV35BR002 2/2 / MBV35AA251 |  | Lube Oil Turbine |  |  | 1015 | S-1015-0007-A-23-3542-01204305-N | 3300 | 2520 | 5 | 379 | 243 | 181 | SIK980000134232/6196 Unit 23 | 27582536 | 730890 | N | N
Polo | ROBA Piping Projects GmbH Obernburg | TPPL | Lube Oil Turbine loose Parts |  | Perno hexagonal, AD-W0, 8,8 A3C, M 20, M 20 x 80 | Hexagon Bolt, AD-W0, 8.8 A3C, M 20, M 20 x 80 | 3542 | 23MB 303 | GT Piping | 32 | PCE | Germany |  | MBV90BR001 |  | Lube Oil Turbine |  |  | 1015 | S-1015-0007-A-23-3542-01204305-N | 3300 | 2520 | 6.4 | 379 | 243 | 181 | SIK980000134232/6196 Unit 23 | 27582535 | 730890 | N | N
Polo | ROBA Piping Projects GmbH Obernburg | TPPL | Lube Oil Turbine loose Parts |  | Perno hexagonal, AD-W0, 8 A3C, M 20 | Hexagon Nut, AD-W0, 8 A3C, M 20 | 3542 | 23MB 303 | GT Piping | 32 | PCE | Germany |  | MBV90BR001 |  | Lube Oil Turbine |  |  | 1015 | S-1015-0007-A-23-3542-01204305-N | 3300 | 2520 | 3.2 | 379 | 243 | 181 | SIK980000134232/6196 Unit 23 | 27582534 | 730890 | N | N
Polo | ROBA Piping Projects GmbH Obernburg | TPPL | Lube Oil Turbine loose Parts |  | Arandela de retención, Forma A, Acero galvanizado, M 20, 21,4 x 30,7 x 3,2 mm | Locking Washer, Form A, Galvanized steel, M 20, 21,4 x 30,7 x 3,2 mm | 3542 | 23MB 303 | GT Piping | 64 | PR | Germany |  | MBV90BR001 |  | Lube Oil Turbine |  |  | 1015 | S-1015-0007-A-23-3542-01204305-N | 3300 | 2520 | 6.4 | 379 | 243 | 181 | SIK980000134232/6196 Unit 23 | 27582442 | 730890 | N | N
Polo | ROBA Piping Projects GmbH Obernburg | TPPL | Lube Oil Turbine loose Parts |  | Junta tórica, Vitón (80 mm), DN 150, 170,0 x 3,55 | O-Ring, Viton (80 Shore), DN 150, 170,0 x 3,55 | 3542 | 23MB 303 | GT Piping | 1 | PCE | Germany |  | MBV90BR001 |  | Lube Oil Turbine |  |  | 1015 | S-1015-0007-A-23-3542-01204305-N | 3300 | 2520 | 0.1 | 379 | 243 | 181 | SIK980000134232/6196 Unit 23 | 27582533 | 730890 | N | N
Polo | ROBA Piping Projects GmbH Obernburg | TPPL | Lube Oil Turbine loose Parts |  | Junta tórica, Vitón (80 mm), DN 200, 218,0 x 5,3 | O-Ring, Viton (80 Shore), DN 200, 218,0 x 5,3 | 3542 | 23MB 303 | GT Piping | 2 | PCE | Germany |  | MBV90BR001 |  | Lube Oil Turbine |  |  | 1015 | S-1015-0007-A-23-3542-01204305-N | 3300 | 2520 | 0.2 | 379 | 243 | 181 | SIK980000134232/6196 Unit 23 | 27582532 | 730890 | N | N
Polo | ROBA Piping Projects GmbH Obernburg | TPPL | Lube Oil Turbine loose Parts |  | Junta de estanqueidad, Cobre, 1/2", 26 x 21 x 1,5 mm | Gasket Ring, Copper, 1/2", 26 x 21 x 1,5 mm | 3542 | 23MB 303 | GT Piping | 2 | PCE | Germany |  | MBV90BR001 |  | Lube Oil Turbine |  |  | 1015 | S-1015-0007-A-23-3542-01204305-N | 3300 | 2520 | 0.2 | 379 | 243 | 181 | SIK980000134232/6196 Unit 23 | 27582531 | 730890 | N | N
Polo | ROBA Piping Projects GmbH Obernburg | TPPL | Lube Oil Turbine loose Parts |  | Perno hexagonal, AD-W0, 8,8 A3C, M 20, M 20 x 80 | Hexagon Bolt, AD-W0, 8.8 A3C, M 20, M 20 x 80 | 3542 | 23MB 303 | GT Piping | 24 | PCE | Germany |  | MBV90BR003 |  | Lube Oil Turbine |  |  | 1015 | S-1015-0007-A-23-3542-01204305-N | 3300 | 2520 | 4.8 | 379 | 243 | 181 | SIK980000134232/6196 Unit 23 | 27582530 | 730890 | N | N
Polo | ROBA Piping Projects GmbH Obernburg | TPPL | Lube Oil Turbine loose Parts |  | Perno hexagonal, AD-W0, 8,8 A3C, M 24, M 24 x 50 | Hexagon Bolt, AD-W0, 8.8 A3C, M 24, M 24 x 50 | 3542 | 23MB 303 | GT Piping | 12 | PCE | Germany |  | MBV90BR003 |  | Lube Oil Turbine |  |  | 1015 | S-1015-0007-A-23-3542-01204305-N | 3300 | 2520 | 2.4 | 379 | 243 | 181 | SIK980000134232/6196 Unit 23 | 27582529 | 730890 | N | N
Polo | ROBA Piping Projects GmbH Obernburg | TPPL | Lube Oil Turbine loose Parts |  | Perno hexagonal, AD-W0, 8 A3C, M 20 | Hexagon Nut, AD-W0, 8 A3C, M 20 | 3542 | 23MB 303 | GT Piping | 24 | PCE | Germany |  | MBV90BR003 |  | Lube Oil Turbine |  |  | 1015 | S-1015-0007-A-23-3542-01204305-N | 3300 | 2520 | 2.4 | 379 | 243 | 181 | SIK980000134232/6196 Unit 23 | 27582528 | 730890 | N | N
Polo | ROBA Piping Projects GmbH Obernburg | TPPL | Lube Oil Turbine loose Parts |  | Arandela de retención, Forma A, Acero galvanizado, M 20, 21,4 x 30,7 x 3,2 mm | Locking Washer, Form A, Galvanized steel, M 20, 21,4 x 30,7 x 3,2 mm | 3542 | 23MB 303 | GT Piping | 48 | PR | Germany |  | MBV90BR003 |  | Lube Oil Turbine |  |  | 1015 | S-1015-0007-A-23-3542-01204305-N | 3300 | 2520 | 4.8 | 379 | 243 | 181 | SIK980000134232/6196 Unit 23 | 27582448 | 730890 | N | N
Polo | ROBA Piping Projects GmbH Obernburg | TPPL | Lube Oil Turbine loose Parts |  | Arandela de retención, Forma A, Acero galvanizado, M 24, 25,3 x 39,0 x 3,2 mm | Locking Washer, Form A, Galvanized steel, M 24, 25,3 x 39,0 x 3,2 mm | 3542 | 23MB 303 | GT Piping | 12 | PR | Germany |  | MBV90BR003 |  | Lube Oil Turbine |  |  | 1015 | S-1015-0007-A-23-3542-01204305-N | 3300 | 2520 | 1.2 | 379 | 243 | 181 | SIK980000134232/6196 Unit 23 | 27582447 | 730890 | N | N
Polo | ROBA Piping Projects GmbH Obernburg | TPPL | Lube Oil Turbine loose Parts |  | Junta tórica, Vitón (80 mm), DN 200, 218,0 x 5,3 | O-Ring, Viton (80 Shore), DN 200, 218,0 x 5,3 | 3542 | 23MB 303 | GT Piping | 2 | PCE | Germany |  | MBV90BR003 |  | Lube Oil Turbine |  |  | 1015 | S-1015-0007-A-23-3542-01204305-N | 3300 | 2520 | 0.2 | 379 | 243 | 181 | SIK980000134232/6196 Unit 23 | 27582527 | 730890 | N | N
Polo | ROBA Piping Projects GmbH Obernburg | TPPL | Lube Oil Turbine loose Parts |  | Junta tórica, Vitón (80 mm), DN 300, 325,0 x 5,3 | O-Ring, Viton (80 Shore), DN 300, 325,0 x 5,3 | 3542 | 23MB 303 | GT Piping | 1 | PCE | Germany |  | MBV90BR003 |  | Lube Oil Turbine |  |  | 1015 | S-1015-0007-A-23-3542-01204305-N | 3300 | 2520 | 0.1 | 379 | 243 | 181 | SIK980000134232/6196 Unit 23 | 27582526 | 730890 | N | N
Polo | ROBA Piping Projects GmbH Obernburg | TPPL | Lube Oil Turbine loose Parts |  | Perno hexagonal, AD-W0, 8,8 A3C, M 20, M 20 x 50 | Hexagon Bolt, AD-W0, 8.8 A3C, M 20, M 20 x 50 | 3542 | 23MB 303 | GT Piping | 12 | PCE | Germany |  | MBV90BR004 |  | Lube Oil Turbine |  |  | 1015 | S-1015-0007-A-23-3542-01204305-N | 3300 | 2520 | 2.4 | 379 | 243 | 181 | SIK980000134232/6196 Unit 23 | 27582525 | 730890 | N | N
Polo | ROBA Piping Projects GmbH Obernburg | TPPL | Lube Oil Turbine loose Parts |  | Perno hexagonal, AD-W0, 8,8 A3C, M 24, M 24 x 50 | Hexagon Bolt, AD-W0, 8.8 A3C, M 24, M 24 x 50 | 3542 | 23MB 303 | GT Piping | 12 | PCE | Germany |  | MBV90BR004 |  | Lube Oil Turbine |  |  | 1015 | S-1015-0007-A-23-3542-01204305-N | 3300 | 2520 | 2.4 | 379 | 243 | 181 | SIK980000134232/6196 Unit 23 | 27582524 | 730890 | N | N
Polo | ROBA Piping Projects GmbH Obernburg | TPPL | Lube Oil Turbine loose Parts |  | Perno hexagonal, AD-W0, 8,8 A3C, M 24, M 24 x 100 | Hexagon Bolt, AD-W0, 8.8 A3C, M 24, M 24 x 100 | 3542 | 23MB 303 | GT Piping | 24 | PCE | Germany |  | MBV90BR004 |  | Lube Oil Turbine |  |  | 1015 | S-1015-0007-A-23-3542-01204305-N | 3300 | 2520 | 4.8 | 379 | 243 | 181 | SIK980000134232/6196 Unit 23 | 27582523 | 730890 | N | N
Polo | ROBA Piping Projects GmbH Obernburg | TPPL | Lube Oil Turbine loose Parts |  | Perno hexagonal, AD-W0, 8 A3C, M 24 | Hexagon Nut, AD-W0, 8 A3C, M 24 | 3542 | 23MB 303 | GT Piping | 24 | PCE | Germany |  | MBV90BR004 |  | Lube Oil Turbine |  |  | 1015 | S-1015-0007-A-23-3542-01204305-N | 3300 | 2520 | 2.4 | 379 | 243 | 181 | SIK980000134232/6196 Unit 23 | 27582522 | 730890 | N | N
Polo | ROBA Piping Projects GmbH Obernburg | TPPL | Lube Oil Turbine loose Parts |  | Arandela de retención, Forma A, Acero galvanizado, M 20, 21,4 x 30,7 x 3,2 mm | Locking Washer, Form A, Galvanized steel, M 20, 21,4 x 30,7 x 3,2 mm | 3542 | 23MB 303 | GT Piping | 12 | PR | Germany |  | MBV90BR004 |  | Lube Oil Turbine |  |  | 1015 | S-1015-0007-A-23-3542-01204305-N | 3300 | 2520 | 1.2 | 379 | 243 | 181 | SIK980000134232/6196 Unit 23 | 27582446 | 730890 | N | N
Polo | ROBA Piping Projects GmbH Obernburg | TPPL | Lube Oil Turbine loose Parts |  | Arandela de retención, Forma A, Acero galvanizado, M 24, 25,3 x 39,0 x 3,2 mm | Locking Washer, Form A, Galvanized steel, M 24, 25,3 x 39,0 x 3,2 mm | 3542 | 23MB 303 | GT Piping | 60 | PR | Germany |  | MBV90BR004 |  | Lube Oil Turbine |  |  | 1015 | S-1015-0007-A-23-3542-01204305-N | 3300 | 2520 | 6 | 379 | 243 | 181 | SIK980000134232/6196 Unit 23 | 27582445 | 730890 | N | N
Polo | ROBA Piping Projects GmbH Obernburg | TPPL | Lube Oil Turbine loose Parts |  | Junta tórica, Vitón (80 mm), DN 300, 325,0 x 5,3 | O-Ring, Viton (80 Shore), DN 300, 325,0 x 5,3 | 3542 | 23MB 303 | GT Piping | 3 | PCE | Germany |  | MBV90BR004 |  | Lube Oil Turbine |  |  | 1015 | S-1015-0007-A-23-3542-01204305-N | 3300 | 2520 | 0.3 | 379 | 243 | 181 | SIK980000134232/6196 Unit 23 | 27582521 | 730890 | N | N
Polo | ROBA Piping Projects GmbH Obernburg | TPPL | Lube Oil Turbine loose Parts |  | Junta tórica, Vitón (80 mm), DN 350, 387,0 x 5,3 | O-Ring, Viton (80 Shore), DN 350, 387,0 x 5,3 | 3542 | 23MB 303 | GT Piping | 1 | PCE | Germany |  | MBV90BR004 |  | Lube Oil Turbine |  |  | 1015 | S-1015-0007-A-23-3542-01204305-N | 3300 | 2520 | 0.1 | 379 | 243 | 181 | SIK980000134232/6196 Unit 23 | 27582520 | 730890 | N | N
Polo | ROBA Piping Projects GmbH Obernburg | TPPL | Lube Oil Turbine loose Parts |  | Junta de estanqueidad, Cobre, 1/2", 26 x 21 x 1,5 mm | Gasket Ring, Copper, 1/2", 26 x 21 x 1,5 mm | 3542 | 23MB 303 | GT Piping | 2 | PCE | Germany |  | MBV90BR004 |  | Lube Oil Turbine |  |  | 1015 | S-1015-0007-A-23-3542-01204305-N | 3300 | 2520 | 0.2 | 379 | 243 | 181 | SIK980000134232/6196 Unit 23 | 27582519 | 730890 | N | N
Polo | ROBA Piping Projects GmbH Obernburg | TPPL | Lube Oil Turbine loose Parts |  | Perno hexagonal, AD-W0, 8,8 A3C, M 16, M 16 x 40 | Hexagon Bolt, AD-W0, 8.8 A3C, M 16, M 16 x 40 | 3542 | 23MB 303 | GT Piping | 1 | PCE | Germany |  | ASP |  | Lube Oil Turbine |  |  | 1015 | S-1015-0007-A-23-3542-01204305-N | 3300 | 2520 | 0.2 | 379 | 243 | 181 | SIK980000134232/6196 Unit 23 | 27582518 | 730890 | N | N
Polo | ROBA Piping Projects GmbH Obernburg | TPPL | Lube Oil Turbine loose Parts |  | Perno hexagonal, AD-W0, 8,8 A3C, M 16, M 16 x 65 | Hexagon Bolt, AD-W0, 8.8 A3C, M 16, M 16 x 65 | 3542 | 23MB 303 | GT Piping | 5 | PCE | Germany |  | ASP |  | Lube Oil Turbine |  |  | 1015 | S-1015-0007-A-23-3542-01204305-N | 3300 | 2520 | 1 | 379 | 243 | 181 | SIK980000134232/6196 Unit 23 | 27582517 | 730890 | N | N
Polo | ROBA Piping Projects GmbH Obernburg | TPPL | Lube Oil Turbine loose Parts |  | Perno hexagonal, AD-W0, 8,8 A3C, M 16, M 16 x 70 | Hexagon Bolt, AD-W0, 8.8 A3C, M 16, M 16 x 70 | 3542 | 23MB 303 | GT Piping | 4 | PCE | Germany |  | ASP |  | Lube Oil Turbine |  |  | 1015 | S-1015-0007-A-23-3542-01204305-N | 3300 | 2520 | 0.8 | 379 | 243 | 181 | SIK980000134232/6196 Unit 23 | 27582516 | 730890 | N | N
Polo | ROBA Piping Projects GmbH Obernburg | TPPL | Lube Oil Turbine loose Parts |  | Perno hexagonal, AD-W0, 8,8 A3C, M 16, M 16 x 75 | Hexagon Bolt, AD-W0, 8.8 A3C, M 16, M 16 x 75 | 3542 | 23MB 303 | GT Piping | 1 | PCE | Germany |  | ASP |  | Lube Oil Turbine |  |  | 1015 | S-1015-0007-A-23-3542-01204305-N | 3300 | 2520 | 0.2 | 379 | 243 | 181 | SIK980000134232/6196 Unit 23 | 27582515 | 730890 | N | N
Polo | ROBA Piping Projects GmbH Obernburg | TPPL | Lube Oil Turbine loose Parts |  | Perno hexagonal, AD-W0, 8,8 A3C, M 20, M 20 x 50 | Hexagon Bolt, AD-W0, 8.8 A3C, M 20, M 20 x 50 | 3542 | 23MB 303 | GT Piping | 2 | PCE | Germany |  | ASP |  | Lube Oil Turbine |  |  | 1015 | S-1015-0007-A-23-3542-01204305-N | 3300 | 2520 | 0.4 | 379 | 243 | 181 | SIK980000134232/6196 Unit 23 | 27582514 | 730890 | N | N
Polo | ROBA Piping Projects GmbH Obernburg | TPPL | Lube Oil Turbine loose Parts |  | Perno hexagonal, AD-W0, 8,8 A3C, M 20, M 20 x 80 | Hexagon Bolt, AD-W0, 8.8 A3C, M 20, M 20 x 80 | 3542 | 23MB 303 | GT Piping | 7 | PCE | Germany |  | ASP |  | Lube Oil Turbine |  |  | 1015 | S-1015-0007-A-23-3542-01204305-N | 3300 | 2520 | 1.4 | 379 | 243 | 181 | SIK980000134232/6196 Unit 23 | 27582513 | 730890 | N | N
Polo | ROBA Piping Projects GmbH Obernburg | TPPL | Lube Oil Turbine loose Parts |  | Perno hexagonal, AD-W0, 8,8 A3C, M 24, M 24 x 50 | Hexagon Bolt, AD-W0, 8.8 A3C, M 24, M 24 x 50 | 3542 | 23MB 303 | GT Piping | 3 | PCE | Germany |  | ASP |  | Lube Oil Turbine |  |  | 1015 | S-1015-0007-A-23-3542-01204305-N | 3300 | 2520 | 0.6 | 379 | 243 | 181 | SIK980000134232/6196 Unit 23 | 27582512 | 730890 | N | N
Polo | ROBA Piping Projects GmbH Obernburg | TPPL | Lube Oil Turbine loose Parts |  | Perno hexagonal, AD-W0, 8,8 A3C, M 24, M 24 x 100 | Hexagon Bolt, AD-W0, 8.8 A3C, M 24, M 24 x 100 | 3542 | 23MB 303 | GT Piping | 3 | PCE | Germany |  | ASP |  | Lube Oil Turbine |  |  | 1015 | S-1015-0007-A-23-3542-01204305-N | 3300 | 2520 | 0.6 | 379 | 243 | 181 | SIK980000134232/6196 Unit 23 | 27582511 | 730890 | N | N
Polo | ROBA Piping Projects GmbH Obernburg | TPPL | Lube Oil Turbine loose Parts |  | Perno hexagonal, AD-W0, 8 A3C, M 16, | Hexagon Nut, AD-W0, 8 A3C, M 16, | 3542 | 23MB 303 | GT Piping | 9 | PCE | Germany |  | ASP |  | Lube Oil Turbine |  |  | 1015 | S-1015-0007-A-23-3542-01204305-N | 3300 | 2520 | 0.9 | 379 | 243 | 181 | SIK980000134232/6196 Unit 23 | 27582510 | 730890 | N | N
Polo | ROBA Piping Projects GmbH Obernburg | TPPL | Lube Oil Turbine loose Parts |  | Perno hexagonal, AD-W0, 8 A3C, M 20, | Hexagon Nut, AD-W0, 8 A3C, M 20, | 3542 | 23MB 303 | GT Piping | 7 | PCE | Germany |  | ASP |  | Lube Oil Turbine |  |  | 1015 | S-1015-0007-A-23-3542-01204305-N | 3300 | 2520 | 0.7 | 379 | 243 | 181 | SIK980000134232/6196 Unit 23 | 27582509 | 730890 | N | N
Polo | ROBA Piping Projects GmbH Obernburg | TPPL | Lube Oil Turbine loose Parts |  | Perno hexagonal, AD-W0, 8 A3C, M 24, | Hexagon Nut, AD-W0, 8 A3C, M 24, | 3542 | 23MB 303 | GT Piping | 3 | PCE | Germany |  | ASP |  | Lube Oil Turbine |  |  | 1015 | S-1015-0007-A-23-3542-01204305-N | 3300 | 2520 | 0.3 | 379 | 243 | 181 | SIK980000134232/6196 Unit 23 | 27582508 | 730890 | N | N
Polo | ROBA Piping Projects GmbH Obernburg | TPPL | Lube Oil Turbine loose Parts |  | Arandela de retención, Forma A, Acero galvanizado, M 16, 17,0 x 25,4 x 3,2 mm | Locking Washer, Form A, Galvanized steel, M 16, 17,0 x 25,4 x 3,2 mm | 3542 | 23MB 303 | GT Piping | 18 | PR | Germany |  | ASP |  | Lube Oil Turbine |  |  | 1015 | S-1015-0007-A-23-3542-01204305-N | 3300 | 2520 | 1.8 | 379 | 243 | 181 | SIK980000134232/6196 Unit 23 | 27582444 | 730890 | N | N
Polo | ROBA Piping Projects GmbH Obernburg | TPPL | Lube Oil Turbine loose Parts |  | Arandela de retención, Forma A, Acero galvanizado, M 20, 21,4 x 30,7 x 3,2 mm | Locking Washer, Form A, Galvanized steel, M 20, 21,4 x 30,7 x 3,2 mm | 3542 | 23MB 303 | GT Piping | 14 | PR | Germany |  | ASP |  | Lube Oil Turbine |  |  | 1015 | S-1015-0007-A-23-3542-01204305-N | 3300 | 2520 | 1.4 | 379 | 243 | 181 | SIK980000134232/6196 Unit 23 | 27582443 | 730890 | N | N
Polo | ROBA Piping Projects GmbH Obernburg | TPPL | Lube Oil Turbine loose Parts |  | Arandela de retención, Forma A, Acero galvanizado, M 24, 25,3 x 39,0 x 3,2 mm | Locking Washer, Form A, Galvanized steel, M 24, 25,3 x 39,0 x 3,2 mm | 3542 | 23MB 303 | GT Piping | 8 | PR | Germany |  | ASP |  | Lube Oil Turbine |  |  | 1015 | S-1015-0007-A-23-3542-01204305-N | 3300 | 2520 | 0.8 | 379 | 243 | 181 | SIK980000134232/6196 Unit 23 | 27582449 | 730890 | N | N
Polo | ROBA Piping Projects GmbH Obernburg | TPPL | Lube Oil Turbine loose Parts |  | Junta tórica, Vitón (80 mm), DN 50, 63,0 x 3,55 | O-Ring, Viton (80 Shore), DN 50, 63,0 x 3,55 | 3542 | 23MB 303 | GT Piping | 4 | PCE | Germany |  | ASP |  | Lube Oil Turbine |  |  | 1015 | S-1015-0007-A-23-3542-01204305-N | 3300 | 2520 | 0.4 | 379 | 243 | 181 | SIK980000134232/6196 Unit 23 | 27582507 | 730890 | N | N
Polo | ROBA Piping Projects GmbH Obernburg | TPPL | Lube Oil Turbine loose Parts |  | Junta tórica, Vitón (80 mm), DN 65, 80,0 x 3,55 | O-Ring, Viton (80 Shore), DN 65, 80,0 x 3,55 | 3542 | 23MB 303 | GT Piping | 6 | PCE | Germany |  | ASP |  | Lube Oil Turbine |  |  | 1015 | S-1015-0007-A-23-3542-01204305-N | 3300 | 2520 | 0.6 | 379 | 243 | 181 | SIK980000134232/6196 Unit 23 | 27582506 | 730890 | N | N
Polo | ROBA Piping Projects GmbH Obernburg | TPPL | Lube Oil Turbine loose Parts |  | Junta tórica, Vitón (80 mm), DN 100, 115,0 x 3,55 | O-Ring, Viton (80 Shore), DN 100, 115,0 x 3,55 | 3542 | 23MB 303 | GT Piping | 4 | PCE | Germany |  | ASP |  | Lube Oil Turbine |  |  | 1015 | S-1015-0007-A-23-3542-01204305-N | 3300 | 2520 | 0.4 | 379 | 243 | 181 | SIK980000134232/6196 Unit 23 | 27582505 | 730890 | N | N
Polo | ROBA Piping Projects GmbH Obernburg | TPPL | Lube Oil Turbine loose Parts |  | Junta tórica, Vitón (80 mm), DN 125, 145,0 x 3,55 | O-Ring, Viton (80 Shore), DN 125, 145,0 x 3,55 | 3542 | 23MB 303 | GT Piping | 2 | PCE | Germany |  | ASP |  | Lube Oil Turbine |  |  | 1015 | S-1015-0007-A-23-3542-01204305-N | 3300 | 2520 | 0.2 | 379 | 243 | 181 | SIK980000134232/6196 Unit 23 | 27582504 | 730890 | N | N
Polo | ROBA Piping Projects GmbH Obernburg | TPPL | Lube Oil Turbine loose Parts |  | Junta tórica, Vitón (80 mm), DN 150, 170,0 x 3,55 | O-Ring, Viton (80 Shore), DN 150, 170,0 x 3,55 | 3542 | 23MB 303 | GT Piping | 2 | PCE | Germany |  | ASP |  | Lube Oil Turbine |  |  | 1015 | S-1015-0007-A-23-3542-01204305-N | 3300 | 2520 | 0.2 | 379 | 243 | 181 | SIK980000134232/6196 Unit 23 | 27582503 | 730890 | N | N
Polo | ROBA Piping Projects GmbH Obernburg | TPPL | Lube Oil Turbine loose Parts |  | Junta tórica, Vitón (80 mm), DN 200, 218,0 x 5,3 | O-Ring, Viton (80 Shore), DN 200, 218,0 x 5,3 | 3542 | 23MB 303 | GT Piping | 4 | PCE | Germany |  | ASP |  | Lube Oil Turbine |  |  | 1015 | S-1015-0007-A-23-3542-01204305-N | 3300 | 2520 | 0.4 | 379 | 243 | 181 | SIK980000134232/6196 Unit 23 | 27582502 | 730890 | N | N
Polo | ROBA Piping Projects GmbH Obernburg | TPPL | Lube Oil Turbine loose Parts |  | Junta tórica, Vitón (80 mm), DN 300, 325,0 x 5,3 | O-Ring, Viton (80 Shore), DN 300, 325,0 x 5,3 | 3542 | 23MB 303 | GT Piping | 4 | PCE | Germany |  | ASP |  | Lube Oil Turbine |  |  | 1015 | S-1015-0007-A-23-3542-01204305-N | 3300 | 2520 | 0.4 | 379 | 243 | 181 | SIK980000134232/6196 Unit 23 | 27582501 | 730890 | N | N
Polo | ROBA Piping Projects GmbH Obernburg | TPPL | Lube Oil Turbine loose Parts |  | Junta tórica, Vitón (80 mm), DN 350, 387,0 x 5,3 | O-Ring, Viton (80 Shore), DN 350, 387,0 x 5,3 | 3542 | 23MB 303 | GT Piping | 1 | PCE | Germany |  | ASP |  | Lube Oil Turbine |  |  | 1015 | S-1015-0007-A-23-3542-01204305-N | 3300 | 2520 | 0.1 | 379 | 243 | 181 | SIK980000134232/6196 Unit 23 | 27582500 | 730890 | N | N
Polo | ROBA Piping Projects GmbH Obernburg | TPPL | Lube Oil Turbine loose Parts |  | Junta de estanqueidad, Cobre, 1/4", 18 x 14 x 1,5 mm | Gasket Ring, Copper, 1/4", 18 x 14 x 1,5 mm | 3542 | 23MB 303 | GT Piping | 2 | PCE | Germany |  | ASP |  | Lube Oil Turbine |  |  | 1015 | S-1015-0007-A-23-3542-01204305-N | 3300 | 2520 | 0.2 | 379 | 243 | 181 | SIK980000134232/6196 Unit 23 | 27582499 | 730890 | N | N
Polo | ROBA Piping Projects GmbH Obernburg | TPPL | Lube Oil Turbine loose Parts |  | Junta de estanqueidad, Cobre, 1/4", 20 x 14 x 2,0 mm | Gasket Ring, Copper, 1/4", 20 x 14 x 2,0 mm | 3542 | 23MB 303 | GT Piping | 1 | PCE | Germany |  | ASP |  | Lube Oil Turbine |  |  | 1015 | S-1015-0007-A-23-3542-01204305-N | 3300 | 2520 | 0.1 | 379 | 243 | 181 | SIK980000134232/6196 Unit 23 | 27582498 | 730890 | N | N
Polo | ROBA Piping Projects GmbH Obernburg | TPPL | Lube Oil Turbine loose Parts |  | Junta de estanqueidad, Cobre, 1/2", 26 x 21 x 1,5 mm | Gasket Ring, Copper, 1/2", 26 x 21 x 1,5 mm | 3542 | 23MB 303 | GT Piping | 11 | PCE | Germany |  | ASP |  | Lube Oil Turbine |  |  | 1015 | S-1015-0007-A-23-3542-01204305-N | 3300 | 2520 | 1.1 | 379 | 243 | 181 | SIK980000134232/6196 Unit 23 | 27582497 | 730890 | N | N
Polo | ROBA Piping Projects GmbH Obernburg | TPPL | Lube Oil Turbine loose Parts |  | Junta de estanqueidad, Cobre, 3/4", 32 x 27 x 2,0 mm | Gasket Ring, Copper, 3/4", 32 x 27 x 2,0 mm | 3542 | 23MB 303 | GT Piping | 1 | PCE | Germany |  | ASP |  | Lube Oil Turbine |  |  | 1015 | S-1015-0007-A-23-3542-01204305-N | 3300 | 2520 | 0.1 | 379 | 243 | 181 | SIK980000134232/6196 Unit 23 | 27582496 | 730890 | N | N
Polo | ROBA Piping Projects GmbH Obernburg | TPPL | Lube Oil Turbine loose Parts |  | Junta de estanqueidad, WIKA Pedido nº.: 9091440, Cobre, G 1/2", Ø 17,5 x 6,2 mm | Gasket Ring, WIKA Order-No: 9091440, Copper, G 1/2", Ø 17,5 x 6,2 mm | 3542 | 23MB 303 | GT Piping | 3 | PCE | Germany |  | ASP |  | Lube Oil Turbine |  |  | 1015 | S-1015-0007-A-23-3542-01204305-N | 3300 | 2520 | 0.3 | 379 | 243 | 181 | SIK980000134232/6196 Unit 23 | 27582495 | 730890 | N | N
Polo | ROBA Piping Projects GmbH Obernburg | TPPL | Lube Oil Turbine loose Parts |  | Soporte de tubo | Pipe Support | 3542 | 23MB 303 | GT Piping | 1 | PCE | Germany |  | MBV26BQ029 |  | Lube Oil Turbine |  |  | 1015 | S-1015-0007-A-23-3542-01204305-N | 3300 | 2520 | 62.3 | 379 | 243 | 181 | SIK980000134232/6196 Unit 23 | 27582494 | 730890 | N | N
Polo | ROBA Piping Projects GmbH Obernburg | TPPL | Lube Oil Turbine loose Parts |  | Soporte de tubo | Pipe Support | 3542 | 23MB 303 | GT Piping | 1 | PCE | Germany |  | MBV26BQ031 |  | Lube Oil Turbine |  |  | 1015 | S-1015-0007-A-23-3542-01204305-N | 3300 | 2520 | 62.3 | 379 | 243 | 181 | SIK980000134232/6196 Unit 23 | 27582493 | 730890 | N | N
Polo | ROBA Piping Projects GmbH Obernburg | TPPL | Lube Oil Turbine loose Parts |  | Soporte de tubo | Pipe Support | 3542 | 23MB 303 | GT Piping | 1 | PCE | Germany |  | MBV26BQ032 |  | Lube Oil Turbine |  |  | 1015 | S-1015-0007-A-23-3542-01204305-N | 3300 | 2520 | 62.3 | 379 | 243 | 181 | SIK980000134232/6196 Unit 23 | 27582492 | 730890 | N | N
Polo | ROBA Piping Projects GmbH Obernburg | TPPL | Lube Oil Turbine loose Parts |  | Soporte de tubo | Pipe Support | 3542 | 23MB 303 | GT Piping | 1 | PCE | Germany |  | MBV26BQ531 |  | Lube Oil Turbine |  |  | 1015 | S-1015-0007-A-23-3542-01204305-N | 3300 | 2520 | 62.3 | 379 | 243 | 181 | SIK980000134232/6196 Unit 23 | 27582491 | 730890 | N | N
Polo | ROBA Piping Projects GmbH Obernburg | TPPL | Lube Oil Turbine loose Parts |  | Soporte de tubo | Pipe Support | 3542 | 23MB 303 | GT Piping | 1 | PCE | Germany |  | MBV26BQ532 |  | Lube Oil Turbine |  |  | 1015 | S-1015-0007-A-23-3542-01204305-N | 3300 | 2520 | 62.3 | 379 | 243 | 181 | SIK980000134232/6196 Unit 23 | 27582490 | 730890 | N | N
Polo | ROBA Piping Projects GmbH Obernburg | TPPL | Lube Oil Turbine loose Parts |  | Soporte de tubo | Pipe Support | 3542 | 23MB 303 | GT Piping | 1 | PCE | Germany |  | MBV26BQ533 |  | Lube Oil Turbine |  |  | 1015 | S-1015-0007-A-23-3542-01204305-N | 3300 | 2520 | 62.3 | 379 | 243 | 181 | SIK980000134232/6196 Unit 23 | 27582489 | 730890 | N | N
Polo | ROBA Piping Projects GmbH Obernburg | TPPL | Lube Oil Turbine loose Parts |  | Soporte de tubo | Pipe Support | 3542 | 23MB 303 | GT Piping | 1 | PCE | Germany |  | MBV31BQ001 |  | Lube Oil Turbine |  |  | 1015 | S-1015-0007-A-23-3542-01204305-N | 3300 | 2520 | 62.3 | 379 | 243 | 181 | SIK980000134232/6196 Unit 23 | 27582488 | 730890 | N | N
Polo | ROBA Piping Projects GmbH Obernburg | TPPL | Lube Oil Turbine loose Parts |  | Soporte de tubo | Pipe Support | 3542 | 23MB 303 | GT Piping | 1 | PCE | Germany |  | MBV31BQ002 |  | Lube Oil Turbine |  |  | 1015 | S-1015-0007-A-23-3542-01204305-N | 3300 | 2520 | 62.3 | 379 | 243 | 181 | SIK980000134232/6196 Unit 23 | 27582487 | 730890 | N | N
Polo | ROBA Piping Projects GmbH Obernburg | TPPL | Lube Oil Turbine loose Parts |  | Soporte de tubo | Pipe Support | 3542 | 23MB 303 | GT Piping | 1 | PCE | Germany |  | MBV31BQ004 |  | Lube Oil Turbine |  |  | 1015 | S-1015-0007-A-23-3542-01204305-N | 3300 | 2520 | 62.3 | 379 | 243 | 181 | SIK980000134232/6196 Unit 23 | 27582486 | 730890 | N | N
Polo | ROBA Piping Projects GmbH Obernburg | TPPL | Lube Oil Turbine loose Parts |  | Soporte de tubo | Pipe Support | 3542 | 23MB 303 | GT Piping | 1 | PCE | Germany |  | MBV31BQ006 |  | Lube Oil Turbine |  |  | 1015 | S-1015-0007-A-23-3542-01204305-N | 3300 | 2520 | 62.3 | 379 | 243 | 181 | SIK980000134232/6196 Unit 23 | 27582485 | 730890 | N | N
Polo | ROBA Piping Projects GmbH Obernburg | TPPL | Lube Oil Turbine loose Parts |  | Soporte de tubo | Pipe Support | 3542 | 23MB 303 | GT Piping | 1 | PCE | Germany |  | MBV31BQ008 |  | Lube Oil Turbine |  |  | 1015 | S-1015-0007-A-23-3542-01204305-N | 3300 | 2520 | 62.3 | 379 | 243 | 181 | SIK980000134232/6196 Unit 23 | 27582484 | 730890 | N | N
Polo | ROBA Piping Projects GmbH Obernburg | TPPL | Lube Oil Turbine loose Parts |  | Soporte de tubo | Pipe Support | 3542 | 23MB 303 | GT Piping | 1 | PCE | Germany |  | MBV31BQ009 |  | Lube Oil Turbine |  |  | 1015 | S-1015-0007-A-23-3542-01204305-N | 3300 | 2520 | 62.3 | 379 | 243 | 181 | SIK980000134232/6196 Unit 23 | 27582483 | 730890 | N | N
Polo | ROBA Piping Projects GmbH Obernburg | TPPL | Lube Oil Turbine loose Parts |  | Soporte de tubo | Pipe Support | 3542 | 23MB 303 | GT Piping | 1 | PCE | Germany |  | MBV31BQ011 |  | Lube Oil Turbine |  |  | 1015 | S-1015-0007-A-23-3542-01204305-N | 3300 | 2520 | 62.3 | 379 | 243 | 181 | SIK980000134232/6196 Unit 23 | 27582482 | 730890 | N | N
Polo | ROBA Piping Projects GmbH Obernburg | TPPL | Lube Oil Turbine loose Parts |  | Soporte de tubo | Pipe Support | 3542 | 23MB 303 | GT Piping | 1 | PCE | Germany |  | MBV31BQ013 |  | Lube Oil Turbine |  |  | 1015 | S-1015-0007-A-23-3542-01204305-N | 3300 | 2520 | 62.3 | 379 | 243 | 181 | SIK980000134232/6196 Unit 23 | 27582481 | 730890 | N | N
Polo | ROBA Piping Projects GmbH Obernburg | TPPL | Lube Oil Turbine loose Parts |  | Soporte de tubo | Pipe Support | 3542 | 23MB 303 | GT Piping | 1 | PCE | Germany |  | MBV31BQ020 |  | Lube Oil Turbine |  |  | 1015 | S-1015-0007-A-23-3542-01204305-N | 3300 | 2520 | 62.3 | 379 | 243 | 181 | SIK980000134232/6196 Unit 23 | 27582480 | 730890 | N | N
Polo | ROBA Piping Projects GmbH Obernburg | TPPL | Lube Oil Turbine loose Parts |  | Soporte de tubo | Pipe Support | 3542 | 23MB 303 | GT Piping | 1 | PCE | Germany |  | MBV31BQ021 |  | Lube Oil Turbine |  |  | 1015 | S-1015-0007-A-23-3542-01204305-N | 3300 | 2520 | 62.3 | 379 | 243 | 181 | SIK980000134232/6196 Unit 23 | 27582479 | 730890 | N | N
Polo | ROBA Piping Projects GmbH Obernburg | TPPL | Lube Oil Turbine loose Parts |  | Soporte de tubo | Pipe Support | 3542 | 23MB 303 | GT Piping | 1 | PCE | Germany |  | MBV31BQ100 |  | Lube Oil Turbine |  |  | 1015 | S-1015-0007-A-23-3542-01204305-N | 3300 | 2520 | 62.3 | 379 | 243 | 181 | SIK980000134232/6196 Unit 23 | 27582478 | 730890 | N | N
Polo | ROBA Piping Projects GmbH Obernburg | TPPL | Lube Oil Turbine loose Parts |  | Soporte de tubo | Pipe Support | 3542 | 23MB 303 | GT Piping | 1 | PCE | Germany |  | MBV35BQ001 |  | Lube Oil Turbine |  |  | 1015 | S-1015-0007-A-23-3542-01204305-N | 3300 | 2520 | 62.3 | 379 | 243 | 181 | SIK980000134232/6196 Unit 23 | 27582477 | 730890 | N | N
Polo | ROBA Piping Projects GmbH Obernburg | TPPL | Lube Oil Turbine loose Parts |  | Soporte de tubo | Pipe Support | 3542 | 23MB 303 | GT Piping | 1 | PCE | Germany |  | MBV35BQ002 |  | Lube Oil Turbine |  |  | 1015 | S-1015-0007-A-23-3542-01204305-N | 3300 | 2520 | 62.3 | 379 | 243 | 181 | SIK980000134232/6196 Unit 23 | 27582476 | 730890 | N | N
Polo | ROBA Piping Projects GmbH Obernburg | TPPL | Lube Oil Turbine loose Parts |  | Soporte de tubo | Pipe Support | 3542 | 23MB 303 | GT Piping | 1 | PCE | Germany |  | MBV35BQ021 |  | Lube Oil Turbine |  |  | 1015 | S-1015-0007-A-23-3542-01204305-N | 3300 | 2520 | 62.3 | 379 | 243 | 181 | SIK980000134232/6196 Unit 23 | 27582475 | 730890 | N | N
Polo | ROBA Piping Projects GmbH Obernburg | TPPL | Lube Oil Turbine loose Parts |  | Soporte de tubo | Pipe Support | 3542 | 23MB 303 | GT Piping | 1 | PCE | Germany |  | MBV35BQ023 |  | Lube Oil Turbine |  |  | 1015 | S-1015-0007-A-23-3542-01204305-N | 3300 | 2520 | 62.3 | 379 | 243 | 181 | SIK980000134232/6196 Unit 23 | 27582474 | 730890 | N | N
Polo | ROBA Piping Projects GmbH Obernburg | TPPL | Lube Oil Turbine loose Parts |  | Soporte de tubo | Pipe Support | 3542 | 23MB 303 | GT Piping | 1 | PCE | Germany |  | MBV35BQ025 |  | Lube Oil Turbine |  |  | 1015 | S-1015-0007-A-23-3542-01204305-N | 3300 | 2520 | 62.3 | 379 | 243 | 181 | SIK980000134232/6196 Unit 23 | 27582473 | 730890 | N | N
Polo | ROBA Piping Projects GmbH Obernburg | TPPL | Lube Oil Turbine loose Parts |  | Soporte de tubo | Pipe Support | 3542 | 23MB 303 | GT Piping | 1 | PCE | Germany |  | MBV35BQ027 |  | Lube Oil Turbine |  |  | 1015 | S-1015-0007-A-23-3542-01204305-N | 3300 | 2520 | 62.3 | 379 | 243 | 181 | SIK980000134232/6196 Unit 23 | 27582472 | 730890 | N | N
Polo | ROBA Piping Projects GmbH Obernburg | TPPL | Lube Oil Turbine loose Parts |  | Soporte de tubo | Pipe Support | 3542 | 23MB 303 | GT Piping | 1 | PCE | Germany |  | MBV35BQ028 |  | Lube Oil Turbine |  |  | 1015 | S-1015-0007-A-23-3542-01204305-N | 3300 | 2520 | 62.3 | 379 | 243 | 181 | SIK980000134232/6196 Unit 23 | 27582471 | 730890 | N | N
Polo | ROBA Piping Projects GmbH Obernburg | TPPL | Lube Oil Turbine loose Parts |  | Soporte de tubo | Pipe Support | 3542 | 23MB 303 | GT Piping | 1 | PCE | Germany |  | MBV35BQ029 |  | Lube Oil Turbine |  |  | 1015 | S-1015-0007-A-23-3542-01204305-N | 3300 | 2520 | 62.3 | 379 | 243 | 181 | SIK980000134232/6196 Unit 23 | 27582470 | 730890 | N | N
Polo | ROBA Piping Projects GmbH Obernburg | TPPL | Lube Oil Turbine loose Parts |  | Soporte de tubo | Pipe Support | 3542 | 23MB 303 | GT Piping | 1 | PCE | Germany |  | MBV35BQ031 |  | Lube Oil Turbine |  |  | 1015 | S-1015-0007-A-23-3542-01204305-N | 3300 | 2520 | 62.3 | 379 | 243 | 181 | SIK980000134232/6196 Unit 23 | 27582469 | 730890 | N | N
Polo | ROBA Piping Projects GmbH Obernburg | TPPL | Lube Oil Turbine loose Parts |  | Soporte de tubo | Pipe Support | 3542 | 23MB 303 | GT Piping | 1 | PCE | Germany |  | MBV35BQ032 |  | Lube Oil Turbine |  |  | 1015 | S-1015-0007-A-23-3542-01204305-N | 3300 | 2520 | 62.3 | 379 | 243 | 181 | SIK980000134232/6196 Unit 23 | 27582468 | 730890 | N | N
Polo | ROBA Piping Projects GmbH Obernburg | TPPL | Lube Oil Turbine loose Parts |  | Soporte de tubo | Pipe Support | 3542 | 23MB 303 | GT Piping | 1 | PCE | Germany |  | MBV35BQ033 |  | Lube Oil Turbine |  |  | 1015 | S-1015-0007-A-23-3542-01204305-N | 3300 | 2520 | 62.3 | 379 | 243 | 181 | SIK980000134232/6196 Unit 23 | 27582467 | 730890 | N | N
Polo | ROBA Piping Projects GmbH Obernburg | TPPL | Lube Oil Turbine loose Parts |  | Soporte de tubo | Pipe Support | 3542 | 23MB 303 | GT Piping | 1 | PCE | Germany |  | MBV35BQ034 |  | Lube Oil Turbine |  |  | 1015 | S-1015-0007-A-23-3542-01204305-N | 3300 | 2520 | 62.3 | 379 | 243 | 181 | SIK980000134232/6196 Unit 23 | 27582466 | 730890 | N | N
Polo | ROBA Piping Projects GmbH Obernburg | TPPL | Lube Oil Turbine loose Parts |  | Soporte de tubo | Pipe Support | 3542 | 23MB 303 | GT Piping | 1 | PCE | Germany |  | MBV35BQ035 |  | Lube Oil Turbine |  |  | 1015 | S-1015-0007-A-23-3542-01204305-N | 3300 | 2520 | 62.3 | 379 | 243 | 181 | SIK980000134232/6196 Unit 23 | 27582465 | 730890 | N | N
Polo | ROBA Piping Projects GmbH Obernburg | TPPL | Lube Oil Turbine loose Parts |  | Soporte de tubo | Pipe Support | 3542 | 23MB 303 | GT Piping | 1 | PCE | Germany |  | MBV35BQ036 |  | Lube Oil Turbine |  |  | 1015 | S-1015-0007-A-23-3542-01204305-N | 3300 | 2520 | 62.3 | 379 | 243 | 181 | SIK980000134232/6196 Unit 23 | 27582464 | 730890 | N | N
Polo | ROBA Piping Projects GmbH Obernburg | TPPL | Lube Oil Turbine loose Parts |  | Soporte de tubo | Pipe Support | 3542 | 23MB 303 | GT Piping | 1 | PCE | Germany |  | MBV35BQ037 |  | Lube Oil Turbine |  |  | 1015 | S-1015-0007-A-23-3542-01204305-N | 3300 | 2520 | 62.3 | 379 | 243 | 181 | SIK980000134232/6196 Unit 23 | 27582463 | 730890 | N | N
Polo | ROBA Piping Projects GmbH Obernburg | TPPL | Lube Oil Turbine loose Parts |  | Soporte de tubo | Pipe Support | 3542 | 23MB 303 | GT Piping | 1 | PCE | Germany |  | MBV90BQ001 |  | Lube Oil Turbine |  |  | 1015 | S-1015-0007-A-23-3542-01204305-N | 3300 | 2520 | 62.3 | 379 | 243 | 181 | SIK980000134232/6196 Unit 23 | 27582462 | 730890 | N | N
Polo | ROBA Piping Projects GmbH Obernburg | TPPL | Lube Oil Turbine loose Parts |  | Soporte de tubo | Pipe Support | 3542 | 23MB 303 | GT Piping | 1 | PCE | Germany |  | MBV90BQ002 |  | Lube Oil Turbine |  |  | 1015 | S-1015-0007-A-23-3542-01204305-N | 3300 | 2520 | 62.3 | 379 | 243 | 181 | SIK980000134232/6196 Unit 23 | 27582461 | 730890 | N | N
Polo | ROBA Piping Projects GmbH Obernburg | TPPL | Lube Oil Turbine loose Parts |  | Soporte de tubo | Pipe Support | 3542 | 23MB 303 | GT Piping | 1 | PCE | Germany |  | MBV90BQ003 |  | Lube Oil Turbine |  |  | 1015 | S-1015-0007-A-23-3542-01204305-N | 3300 | 2520 | 62.3 | 379 | 243 | 181 | SIK980000134232/6196 Unit 23 | 27582460 | 730890 | N | N
Polo | ROBA Piping Projects GmbH Obernburg | TPPL | Lube Oil Turbine loose Parts |  | Soporte de tubo | Pipe Support | 3542 | 23MB 303 | GT Piping | 1 | PCE | Germany |  | MBV90BQ041 |  | Lube Oil Turbine |  |  | 1015 | S-1015-0007-A-23-3542-01204305-N | 3300 | 2520 | 62.3 | 379 | 243 | 181 | SIK980000134232/6196 Unit 23 | 27582459 | 730890 | N | N
Polo | ROBA Piping Projects GmbH Obernburg | TPPL | Lube Oil Turbine loose Parts |  | Soporte de tubo | Pipe Support | 3542 | 23MB 303 | GT Piping | 1 | PCE | Germany |  | MBV90BQ042 |  | Lube Oil Turbine |  |  | 1015 | S-1015-0007-A-23-3542-01204305-N | 3300 | 2520 | 62.3 | 379 | 243 | 181 | SIK980000134232/6196 Unit 23 | 27582458 | 730890 | N | N
Polo | ROBA Piping Projects GmbH Obernburg | TPPL | Lube Oil Turbine loose Parts |  | Soporte de tubo | Pipe Support | 3542 | 23MB 303 | GT Piping | 1 | PCE | Germany |  | MBV90BQ043 |  | Lube Oil Turbine |  |  | 1015 | S-1015-0007-A-23-3542-01204305-N | 3300 | 2520 | 63.5 | 379 | 243 | 181 | SIK980000134232/6196 Unit 23 | 27582457 | 730890 | N | N
Polo | ROBA Piping Projects GmbH Obernburg | TPPL | Fuel Oil |  | CARRETE DE TUBERÍA PREFABRICADO DN 8, 1.4541 | PREFABRICATED PIPE SPOOL DN 8, 1.4541 | 3542 | 23MB 303 | GT Piping | 1 | PCE | Germany |  | MBN31BR302 |  | Fuel Oil |  |  | 1015 | S-1015-0008-A-23-3542-01204305-N | 4950 | 3980 | 20 | 659 | 245 | 151 | SIK980000134232/6196 Unit 23 | 27582737 | 730890 | N | N
Polo | ROBA Piping Projects GmbH Obernburg | TPPL | Fuel Oil |  | CARRETE DE TUBERÍA PREFABRICADO DN 8, 1.4541 | PREFABRICATED PIPE SPOOL DN 8, 1.4541 | 3542 | 23MB 303 | GT Piping | 1 | PCE | Germany |  | MBN41BR301 |  | Fuel Oil |  |  | 1015 | S-1015-0008-A-23-3542-01204305-N | 4950 | 3980 | 20 | 659 | 245 | 151 | SIK980000134232/6196 Unit 23 | 27582736 | 730890 | N | N
Polo | ROBA Piping Projects GmbH Obernburg | TPPL | Fuel Oil |  | CARRETE DE TUBERÍA PREFABRICADO DN 8, 1.4541 | PREFABRICATED PIPE SPOOL DN 8, 1.4541 | 3542 | 23MB 303 | GT Piping | 1 | PCE | Germany |  | MBN41BR302 |  | Fuel Oil |  |  | 1015 | S-1015-0008-A-23-3542-01204305-N | 4950 | 3980 | 20 | 659 | 245 | 151 | SIK980000134232/6196 Unit 23 | 27582735 | 730890 | N | N
Polo | ROBA Piping Projects GmbH Obernburg | TPPL | Fuel Oil |  | CARRETE DE TUBERÍA PREFABRICADO DN 25, 1.4541 | PREFABRICATED PIPE SPOOL DN 25, 1.4541 | 3542 | 23MB 303 | GT Piping | 1 | PCE | Germany |  | MBN45BR401 |  | Fuel Oil |  |  | 1015 | S-1015-0008-A-23-3542-01204305-N | 4950 | 3980 | 20 | 659 | 245 | 151 | SIK980000134232/6196 Unit 23 | 27582734 | 730890 | N | N
Polo | ROBA Piping Projects GmbH Obernburg | TPPL | Fuel Oil |  | CARRETE DE TUBERÍA PREFABRICADO DN 25, 1.4541 | PREFABRICATED PIPE SPOOL DN 25, 1.4541 | 3542 | 23MB 303 | GT Piping | 1 | PCE | Germany |  | MBN45BR401 |  | Fuel Oil |  |  | 1015 | S-1015-0008-A-23-3542-01204305-N | 4950 | 3980 | 20 | 659 | 245 | 151 | SIK980000134232/6196 Unit 23 | 27582733 | 730890 | N | N
Polo | ROBA Piping Projects GmbH Obernburg | TPPL | Fuel Oil |  | CARRETE DE TUBERÍA PREFABRICADO DN 25, 1.4541 | PREFABRICATED PIPE SPOOL DN 25, 1.4541 | 3542 | 23MB 303 | GT Piping | 1 | PCE | Germany |  | MBN45BR401 |  | Fuel Oil |  |  | 1015 | S-1015-0008-A-23-3542-01204305-N | 4950 | 3980 | 150 | 659 | 245 | 151 | SIK980000134232/6196 Unit 23 | 27582732 | 730890 | N | N
Polo | ROBA Piping Projects GmbH Obernburg | TPPL | Fuel Oil |  | CARRETE DE TUBERÍA PREFABRICADO DN 100, 1.4541 | PREFABRICATED PIPE SPOOL DN 100, 1.4541 | 3542 | 23MB 303 | GT Piping | 1 | PCE | Germany |  | MBN51BR001 1/2 |  | Fuel Oil |  |  | 1015 | S-1015-0008-A-23-3542-01204305-N | 4950 | 3980 | 150 | 659 | 245 | 151 | SIK980000134232/6196 Unit 23 | 27582731 | 730890 | N | N
Polo | ROBA Piping Projects GmbH Obernburg | TPPL | Fuel Oil |  | CARRETE DE TUBERÍA PREFABRICADO DN 100 / 65, 1.4541 | PREFABRICATED PIPE SPOOL DN 100 / 65, 1.4541 | 3542 | 23MB 303 | GT Piping | 1 | PCE | Germany |  | MBN51BR001 2/2 |  | Fuel Oil |  |  | 1015 | S-1015-0008-A-23-3542-01204305-N | 4950 | 3980 | 150 | 659 | 245 | 151 | SIK980000134232/6196 Unit 23 | 27582730 | 730890 | N | N
Polo | ROBA Piping Projects GmbH Obernburg | TPPL | Fuel Oil |  | CARRETE DE TUBERÍA PREFABRICADO DN 100 / 65, 1.4541 | PREFABRICATED PIPE SPOOL DN 100 / 65, 1.4541 | 3542 | 23MB 303 | GT Piping | 1 | PCE | Germany |  | MBN51BR001 2/2 |  | Fuel Oil |  |  | 1015 | S-1015-0008-A-23-3542-01204305-N | 4950 | 3980 | 20 | 659 | 245 | 151 | SIK980000134232/6196 Unit 23 | 27582729 | 730890 | N | N
Polo | ROBA Piping Projects GmbH Obernburg | TPPL | Fuel Oil |  | Perno hexagonal, AD-W7, GEOMET, 21 Cr Mo V 57, M 27, M 27 x 125 | Hexagon Bolt, AD-W7, GEOMET, 21 Cr Mo V 57, M 27, M 27 x 125 | 3542 | 23MB 303 | GT Piping | 32 | PCE | Germany |  | MBN14BR001 1/3 |  | Fuel Oil |  |  | 1015 | S-1015-0008-A-23-3542-01204305-N | 4950 | 3980 | 6.4 | 659 | 245 | 151 | SIK980000134232/6196 Unit 23 | 27582728 | 730890 | N | N
Polo | ROBA Piping Projects GmbH Obernburg | TPPL | Fuel Oil |  | Perno hexagonal, AD-W7, GEOMET, 24 Cr Mo 5, M 27 | Hexagon Nut, AD-W7, GEOMET, 24 Cr Mo 5, M 27 | 3542 | 23MB 303 | GT Piping | 32 | PCE | Germany |  | MBN14BR001 1/3 |  | Fuel Oil |  |  | 1015 | S-1015-0008-A-23-3542-01204305-N | 4950 | 3980 | 3.2 | 659 | 245 | 151 | SIK980000134232/6196 Unit 23 | 27582727 | 730890 | N | N
Polo | ROBA Piping Projects GmbH Obernburg | TPPL | Fuel Oil |  | Arandela de retención, Forma A, Acero inoxidable, M 27, 28,4 x 42,0 x 6,8 mm | Locking Washer, Form A, Stainless steel, M 27, 28,4 x 42,0 x 6,8 mm | 3542 | 23MB 303 | GT Piping | 64 | PR | Germany |  | MBN14BR001 1/3 |  | Fuel Oil |  |  | 1015 | S-1015-0008-A-23-3542-01204305-N | 4950 | 3980 | 6.4 | 659 | 245 | 151 | SIK980000134232/6196 Unit 23 | 27582590 | 730890 | N | N
Polo | ROBA Piping Projects GmbH Obernburg | TPPL | Fuel Oil |  | Junta tórica, Vitón (80 mm), DN 100, 115,0 x 3,55 | O-Ring, Viton (80 Shore), DN 100, 115,0 x 3,55 | 3542 | 23MB 303 | GT Piping | 2 | PCE | Germany |  | MBN14BR001 1/3 |  | Fuel Oil |  |  | 1015 | S-1015-0008-A-23-3542-01204305-N | 4950 | 3980 | 0.2 | 659 | 245 | 151 | SIK980000134232/6196 Unit 23 | 27582726 | 730890 | N | N
Polo | ROBA Piping Projects GmbH Obernburg | TPPL | Fuel Oil |  | Junta tórica, Vitón (80 mm), DN 125, 145,0 x 3,55 | O-Ring, Viton (80 Shore), DN 125, 145,0 x 3,55 | 3542 | 23MB 303 | GT Piping | 2 | PCE | Germany |  | MBN14BR001 1/3 |  | Fuel Oil |  |  | 1015 | S-1015-0008-A-23-3542-01204305-N | 4950 | 3980 | 0.2 | 659 | 245 | 151 | SIK980000134232/6196 Unit 23 | 27582725 | 730890 | N | N
Polo | ROBA Piping Projects GmbH Obernburg | TPPL | Fuel Oil |  | Junta de estanqueidad, Cobre, 1/2", 26 x 21 x 1,5 mm | Gasket Ring, Copper, 1/2", 26 x 21 x 1,5 mm | 3542 | 23MB 303 | GT Piping | 1 | PCE | Germany |  | MBN14BR001 1/3 |  | Fuel Oil |  |  | 1015 | S-1015-0008-A-23-3542-01204305-N | 4950 | 3980 | 0.1 | 659 | 245 | 151 | SIK980000134232/6196 Unit 23 | 27582724 | 730890 | N | N
Polo | ROBA Piping Projects GmbH Obernburg | TPPL | Fuel Oil |  | Flujómetro, según DGSLV-320043 Rev.C, Acero inoxidable, DN 100, Art. 5 | Flow Meter, acc. DGSLV-320043 Rev.C, Stainless steel, DN 100, Item 5 | 3542 | 23MB 303 | GT Piping | 1 | PCE | Germany |  | MBN14BR001 1/3 / MBN17CF101 |  | Fuel Oil |  |  | 1015 | S-1015-0008-A-23-3542-01204305-N | 4950 | 3980 | 100 | 659 | 245 | 151 | SIK980000134232/6196 Unit 23 | 27582723 | 730890 | N | N
Polo | ROBA Piping Projects GmbH Obernburg | TPPL | Fuel Oil |  | Perno hexagonal, AD-W7, GEOMET, 21 Cr Mo V 57, M 27, M 27 x 125 | Hexagon Bolt, AD-W7, GEOMET, 21 Cr Mo V 57, M 27, M 27 x 125 | 3542 | 23MB 303 | GT Piping | 16 | PCE | Germany |  | MBN14BR001 2/3 |  | Fuel Oil |  |  | 1015 | S-1015-0008-A-23-3542-01204305-N | 4950 | 3980 | 3.2 | 659 | 245 | 151 | SIK980000134232/6196 Unit 23 | 27582722 | 730890 | N | N
Polo | ROBA Piping Projects GmbH Obernburg | TPPL | Fuel Oil |  | Perno hexagonal, AD-W7, GEOMET, 21 Cr Mo V 57, M 30, M 30 x 145 | Hexagon Bolt, AD-W7, GEOMET, 21 Cr Mo V 57, M 30, M 30 x 145 | 3542 | 23MB 303 | GT Piping | 16 | PCE | Germany |  | MBN14BR001 2/3 |  | Fuel Oil |  |  | 1015 | S-1015-0008-A-23-3542-01204305-N | 4950 | 3980 | 3.2 | 659 | 245 | 151 | SIK980000134232/6196 Unit 23 | 27582721 | 730890 | N | N
Polo | ROBA Piping Projects GmbH Obernburg | TPPL | Fuel Oil |  | Perno hexagonal, AD-W7, GEOMET, 24 Cr Mo 5, M 27 | Hexagon Nut, AD-W7, GEOMET, 24 Cr Mo 5, M 27 | 3542 | 23MB 303 | GT Piping | 16 | PCE | Germany |  | MBN14BR001 2/3 |  | Fuel Oil |  |  | 1015 | S-1015-0008-A-23-3542-01204305-N | 4950 | 3980 | 1.6 | 659 | 245 | 151 | SIK980000134232/6196 Unit 23 | 27582720 | 730890 | N | N
Polo | ROBA Piping Projects GmbH Obernburg | TPPL | Fuel Oil |  | Perno hexagonal, AD-W7, GEOMET, 24 Cr Mo 5, M 30 | Hexagon Nut, AD-W7, GEOMET, 24 Cr Mo 5, M 30 | 3542 | 23MB 303 | GT Piping | 16 | PCE | Germany |  | MBN14BR001 2/3 |  | Fuel Oil |  |  | 1015 | S-1015-0008-A-23-3542-01204305-N | 4950 | 3980 | 1.6 | 659 | 245 | 151 | SIK980000134232/6196 Unit 23 | 27582719 | 730890 | N | N
Polo | ROBA Piping Projects GmbH Obernburg | TPPL | Fuel Oil |  | Arandela de retención, Forma A, Acero inoxidable, M 27, 28,4 x 42,0 x 6,8 mm | Locking Washer, Form A, Stainless steel, M 27, 28,4 x 42,0 x 6,8 mm | 3542 | 23MB 303 | GT Piping | 32 | PR | Germany |  | MBN14BR001 2/3 |  | Fuel Oil |  |  | 1015 | S-1015-0008-A-23-3542-01204305-N | 4950 | 3980 | 3.2 | 659 | 245 | 151 | SIK980000134232/6196 Unit 23 | 27582582 | 730890 | N | N
Polo | ROBA Piping Projects GmbH Obernburg | TPPL | Fuel Oil |  | Arandela de retención, Forma A, Acero inoxidable, M 30, 31,4 x 47,0 x 6,8 mm | Locking Washer, Form A, Stainless steel, M 30, 31,4 x 47,0 x 6,8 mm | 3542 | 23MB 303 | GT Piping | 32 | PR | Germany |  | MBN14BR001 2/3 |  | Fuel Oil |  |  | 1015 | S-1015-0008-A-23-3542-01204305-N | 4950 | 3980 | 3.2 | 659 | 245 | 151 | SIK980000134232/6196 Unit 23 | 27582588 | 730890 | N | N
Polo | ROBA Piping Projects GmbH Obernburg | TPPL | Fuel Oil |  | Junta tórica, Vitón (80 mm), DN 100, 115,0 x 3,55 | O-Ring, Viton (80 Shore), DN 100, 115,0 x 3,55 | 3542 | 23MB 303 | GT Piping | 2 | PCE | Germany |  | MBN14BR001 2/3 |  | Fuel Oil |  |  | 1015 | S-1015-0008-A-23-3542-01204305-N | 4950 | 3980 | 0.2 | 659 | 245 | 151 | SIK980000134232/6196 Unit 23 | 27582718 | 730890 | N | N
Polo | ROBA Piping Projects GmbH Obernburg | TPPL | Fuel Oil |  | Junta tórica, Vitón (80 mm), DN 125, 145,0 x 3,55 | O-Ring, Viton (80 Shore), DN 125, 145,0 x 3,55 | 3542 | 23MB 303 | GT Piping | 2 | PCE | Germany |  | MBN14BR001 2/3 |  | Fuel Oil |  |  | 1015 | S-1015-0008-A-23-3542-01204305-N | 4950 | 3980 | 0.2 | 659 | 245 | 151 | SIK980000134232/6196 Unit 23 | 27582717 | 730890 | N | N
Polo | ROBA Piping Projects GmbH Obernburg | TPPL | Fuel Oil |  | Junta de estanqueidad, Cobre, 1/2", 26 x 21 x 1,5 mm | Gasket Ring, Copper, 1/2", 26 x 21 x 1,5 mm | 3542 | 23MB 303 | GT Piping | 1 | PCE | Germany |  | MBN14BR001 2/3 |  | Fuel Oil |  |  | 1015 | S-1015-0008-A-23-3542-01204305-N | 4950 | 3980 | 0.1 | 659 | 245 | 151 | SIK980000134232/6196 Unit 23 | 27582716 | 730890 | N | N
Polo | ROBA Piping Projects GmbH Obernburg | TPPL | Fuel Oil |  | Filtro, según ZEP004-MB-MEC010-384807 P4 Rev.A, Acero inoxidable, DN 125, SLV 3800103_F / PN 160 | Strainer, acc. ZEP004-MB-MEC010-384807 P4 Rev.A, Stainless steel, DN 125, SLV 3800103_F / PN 160 | 3542 | 23MB 303 | GT Piping | 1 | PCE | Germany |  | MBN14BR001 2/3 /MBN31AT001 |  | Fuel Oil |  |  | 1015 | S-1015-0008-A-23-3542-01204305-N | 4950 | 3980 | 80 | 659 | 245 | 151 | SIK980000134232/6196 Unit 23 | 27582715 | 730890 | N | N
Polo | ROBA Piping Projects GmbH Obernburg | TPPL | Fuel Oil |  | Perno hexagonal, AD-W7, GEOMET, 21 Cr Mo V 57, M 27, M 27 x 125 | Hexagon Bolt, AD-W7, GEOMET, 21 Cr Mo V 57, M 27, M 27 x 125 | 3542 | 23MB 303 | GT Piping | 24 | PCE | Germany |  | MBN14BR001 3/3 |  | Fuel Oil |  |  | 1015 | S-1015-0008-A-23-3542-01204305-N | 4950 | 3980 | 4.8 | 659 | 245 | 151 | SIK980000134232/6196 Unit 23 | 27582714 | 730890 | N | N
Polo | ROBA Piping Projects GmbH Obernburg | TPPL | Fuel Oil |  | Perno hexagonal, AD-W7, GEOMET, 24 Cr Mo 5, M 27 | Hexagon Nut, AD-W7, GEOMET, 24 Cr Mo 5, M 27 | 3542 | 23MB 303 | GT Piping | 24 | PCE | Germany |  | MBN14BR001 3/3 |  | Fuel Oil |  |  | 1015 | S-1015-0008-A-23-3542-01204305-N | 4950 | 3980 | 2.4 | 659 | 245 | 151 | SIK980000134232/6196 Unit 23 | 27582713 | 730890 | N | N
Polo | ROBA Piping Projects GmbH Obernburg | TPPL | Fuel Oil |  | Arandela de retención, Forma A, Acero inoxidable, M 27, 28,4 x 42,0 x 6,8 mm | Locking Washer, Form A, Stainless steel, M 27, 28,4 x 42,0 x 6,8 mm | 3542 | 23MB 303 | GT Piping | 48 | PR | Germany |  | MBN14BR001 3/3 |  | Fuel Oil |  |  | 1015 | S-1015-0008-A-23-3542-01204305-N | 4950 | 3980 | 4.8 | 659 | 245 | 151 | SIK980000134232/6196 Unit 23 | 27582587 | 730890 | N | N
Polo | ROBA Piping Projects GmbH Obernburg | TPPL | Fuel Oil |  | Junta tórica, Vitón (80 mm), DN 80, 90,0 x 3,55 | O-Ring, Viton (80 Shore), DN 80, 90,0 x 3,55 | 3542 | 23MB 303 | GT Piping | 2 | PCE | Germany |  | MBN14BR001 3/3 |  | Fuel Oil |  |  | 1015 | S-1015-0008-A-23-3542-01204305-N | 4950 | 3980 | 0.2 | 659 | 245 | 151 | SIK980000134232/6196 Unit 23 | 27582712 | 730890 | N | N
Polo | ROBA Piping Projects GmbH Obernburg | TPPL | Fuel Oil |  | Junta tórica, Vitón (80 mm), DN 100, 115,0 x 3,55 | O-Ring, Viton (80 Shore), DN 100, 115,0 x 3,55 | 3542 | 23MB 303 | GT Piping | 3 | PCE | Germany |  | MBN14BR001 3/3 |  | Fuel Oil |  |  | 1015 | S-1015-0008-A-23-3542-01204305-N | 4950 | 3980 | 0.3 | 659 | 245 | 151 | SIK980000134232/6196 Unit 23 | 27582711 | 730890 | N | N
Polo | ROBA Piping Projects GmbH Obernburg | TPPL | Fuel Oil |  | Mezclador estático, según SLV 3580040 Rev. D, 1.4571, DN 100, Pos. 40 | Static Mixer, acc. SLV 3580040 Rev. D, 1.4571, DN 100, Pos. 40 | 3542 | 23MB 303 | GT Piping | 1 | PCE | Switzerland |  | MBN14BR001 3/3 / MBN33AM001 |  | Fuel Oil |  |  | 1015 | S-1015-0008-A-23-3542-01204305-N | 4950 | 3980 | 100 | 659 | 245 | 151 | SIK980000134232/6196 Unit 23 | 27582756 | 730890 | N | N
Polo | ROBA Piping Projects GmbH Obernburg | TPPL | Fuel Oil |  | Perno hexagonal, AD-W7, GEOMET, 21 Cr Mo V 57, M 27, M 27 x 125 | Hexagon Bolt, AD-W7, GEOMET, 21 Cr Mo V 57, M 27, M 27 x 125 | 3542 | 23MB 303 | GT Piping | 32 | PCE | Germany |  | MBN23BR001 1/3 |  | Fuel Oil |  |  | 1015 | S-1015-0008-A-23-3542-01204305-N | 4950 | 3980 | 6.4 | 659 | 245 | 151 | SIK980000134232/6196 Unit 23 | 27582710 | 730890 | N | N
Polo | ROBA Piping Projects GmbH Obernburg | TPPL | Fuel Oil |  | Perno hexagonal, AD-W7, GEOMET, 24 Cr Mo 5, M 27 | Hexagon Nut, AD-W7, GEOMET, 24 Cr Mo 5, M 27 | 3542 | 23MB 303 | GT Piping | 32 | PCE | Germany |  | MBN23BR001 1/3 |  | Fuel Oil |  |  | 1015 | S-1015-0008-A-23-3542-01204305-N | 4950 | 3980 | 3.2 | 659 | 245 | 151 | SIK980000134232/6196 Unit 23 | 27582709 | 730890 | N | N
Polo | ROBA Piping Projects GmbH Obernburg | TPPL | Fuel Oil |  | Arandela de retención, Forma A, Acero inoxidable, M 27, 28,4 x 42,0 x 6,8 mm | Locking Washer, Form A, Stainless steel, M 27, 28,4 x 42,0 x 6,8 mm | 3542 | 23MB 303 | GT Piping | 64 | PR | Germany |  | MBN23BR001 1/3 |  | Fuel Oil |  |  | 1015 | S-1015-0008-A-23-3542-01204305-N | 4950 | 3980 | 6.4 | 659 | 245 | 151 | SIK980000134232/6196 Unit 23 | 27582586 | 730890 | N | N
Polo | ROBA Piping Projects GmbH Obernburg | TPPL | Fuel Oil |  | Junta tórica, Vitón (80 mm), DN 100, 115,0 x 3,55 | O-Ring, Viton (80 Shore), DN 100, 115,0 x 3,55 | 3542 | 23MB 303 | GT Piping | 2 | PCE | Germany |  | MBN23BR001 1/3 |  | Fuel Oil |  |  | 1015 | S-1015-0008-A-23-3542-01204305-N | 4950 | 3980 | 0.2 | 659 | 245 | 151 | SIK980000134232/6196 Unit 23 | 27582708 | 730890 | N | N
Polo | ROBA Piping Projects GmbH Obernburg | TPPL | Fuel Oil |  | Junta tórica, Vitón (80 mm), DN 125, 145,0 x 3,55 | O-Ring, Viton (80 Shore), DN 125, 145,0 x 3,55 | 3542 | 23MB 303 | GT Piping | 2 | PCE | Germany |  | MBN23BR001 1/3 |  | Fuel Oil |  |  | 1015 | S-1015-0008-A-23-3542-01204305-N | 4950 | 3980 | 0.2 | 659 | 245 | 151 | SIK980000134232/6196 Unit 23 | 27582707 | 730890 | N | N
Polo | ROBA Piping Projects GmbH Obernburg | TPPL | Fuel Oil |  | Junta de estanqueidad, Cobre, 1/2", 26 x 21 x 1,5 mm | Gasket Ring, Copper, 1/2", 26 x 21 x 1,5 mm | 3542 | 23MB 303 | GT Piping | 1 | PCE | Germany |  | MBN23BR001 1/3 |  | Fuel Oil |  |  | 1015 | S-1015-0008-A-23-3542-01204305-N | 4950 | 3980 | 0.1 | 659 | 245 | 151 | SIK980000134232/6196 Unit 23 | 27582706 | 730890 | N | N
Polo | ROBA Piping Projects GmbH Obernburg | TPPL | Fuel Oil |  | Flujómetro, según DGSLV-320043 Rev.C, Acero inoxidable, DN 100, Art. 5 | Flow Meter, acc. DGSLV-320043 Rev.C, Stainless steel, DN 100, Item 5 | 3542 | 23MB 303 | GT Piping | 1 | PCE | Germany |  | MBN23BR001 1/3 / MBN25CF101 |  | Fuel Oil |  |  | 1015 | S-1015-0008-A-23-3542-01204305-N | 4950 | 3980 | 100 | 659 | 245 | 151 | SIK980000134232/6196 Unit 23 | 27582705 | 730890 | N | N
Polo | ROBA Piping Projects GmbH Obernburg | TPPL | Fuel Oil |  | Perno hexagonal, AD-W7, GEOMET, 21 Cr Mo V 57, M 27, M 27 x 125 | Hexagon Bolt, AD-W7, GEOMET, 21 Cr Mo V 57, M 27, M 27 x 125 | 3542 | 23MB 303 | GT Piping | 16 | PCE | Germany |  | MBN23BR001 2/3 |  | Fuel Oil |  |  | 1015 | S-1015-0008-A-23-3542-01204305-N | 4950 | 3980 | 3.2 | 659 | 245 | 151 | SIK980000134232/6196 Unit 23 | 27582704 | 730890 | N | N
Polo | ROBA Piping Projects GmbH Obernburg | TPPL | Fuel Oil |  | Perno hexagonal, AD-W7, GEOMET, 21 Cr Mo V 57, M 30, M 30 x 145 | Hexagon Bolt, AD-W7, GEOMET, 21 Cr Mo V 57, M 30, M 30 x 145 | 3542 | 23MB 303 | GT Piping | 16 | PCE | Germany |  | MBN23BR001 2/3 |  | Fuel Oil |  |  | 1015 | S-1015-0008-A-23-3542-01204305-N | 4950 | 3980 | 3.2 | 659 | 245 | 151 | SIK980000134232/6196 Unit 23 | 27582703 | 730890 | N | N
Polo | ROBA Piping Projects GmbH Obernburg | TPPL | Fuel Oil |  | Perno hexagonal, AD-W7, GEOMET, 24 Cr Mo 5, M 27 | Hexagon Nut, AD-W7, GEOMET, 24 Cr Mo 5, M 27 | 3542 | 23MB 303 | GT Piping | 16 | PCE | Germany |  | MBN23BR001 2/3 |  | Fuel Oil |  |  | 1015 | S-1015-0008-A-23-3542-01204305-N | 4950 | 3980 | 1.6 | 659 | 245 | 151 | SIK980000134232/6196 Unit 23 | 27582702 | 730890 | N | N
Polo | ROBA Piping Projects GmbH Obernburg | TPPL | Fuel Oil |  | Perno hexagonal, AD-W7, GEOMET, 24 Cr Mo 5, M 30 | Hexagon Nut, AD-W7, GEOMET, 24 Cr Mo 5, M 30 | 3542 | 23MB 303 | GT Piping | 16 | PCE | Germany |  | MBN23BR001 2/3 |  | Fuel Oil |  |  | 1015 | S-1015-0008-A-23-3542-01204305-N | 4950 | 3980 | 1.6 | 659 | 245 | 151 | SIK980000134232/6196 Unit 23 | 27582701 | 730890 | N | N
Polo | ROBA Piping Projects GmbH Obernburg | TPPL | Fuel Oil |  | Arandela de retención, Forma A, Acero inoxidable, M 27, 28,4 x 42,0 x 6,8 mm | Locking Washer, Form A, Stainless steel, M 27, 28,4 x 42,0 x 6,8 mm | 3542 | 23MB 303 | GT Piping | 32 | PR | Germany |  | MBN23BR001 2/3 |  | Fuel Oil |  |  | 1015 | S-1015-0008-A-23-3542-01204305-N | 4950 | 3980 | 3.2 | 659 | 245 | 151 | SIK980000134232/6196 Unit 23 | 27582585 | 730890 | N | N
Polo | ROBA Piping Projects GmbH Obernburg | TPPL | Fuel Oil |  | Arandela de retención, Forma A, Acero inoxidable, M 30, 31,4 x 47,0 x 6,8 mm | Locking Washer, Form A, Stainless steel, M 30, 31,4 x 47,0 x 6,8 mm | 3542 | 23MB 303 | GT Piping | 32 | PR | Germany |  | MBN23BR001 2/3 |  | Fuel Oil |  |  | 1015 | S-1015-0008-A-23-3542-01204305-N | 4950 | 3980 | 3.2 | 659 | 245 | 151 | SIK980000134232/6196 Unit 23 | 27582584 | 730890 | N | N
Polo | ROBA Piping Projects GmbH Obernburg | TPPL | Fuel Oil |  | Junta tórica, Vitón (80 mm), DN 100, 115,0 x 3,55 | O-Ring, Viton (80 Shore), DN 100, 115,0 x 3,55 | 3542 | 23MB 303 | GT Piping | 2 | PCE | Germany |  | MBN23BR001 2/3 |  | Fuel Oil |  |  | 1015 | S-1015-0008-A-23-3542-01204305-N | 4950 | 3980 | 0.2 | 659 | 245 | 151 | SIK980000134232/6196 Unit 23 | 27582700 | 730890 | N | N
Polo | ROBA Piping Projects GmbH Obernburg | TPPL | Fuel Oil |  | Junta tórica, Vitón (80 mm), DN 125, 145,0 x 3,55 | O-Ring, Viton (80 Shore), DN 125, 145,0 x 3,55 | 3542 | 23MB 303 | GT Piping | 2 | PCE | Germany |  | MBN23BR001 2/3 |  | Fuel Oil |  |  | 1015 | S-1015-0008-A-23-3542-01204305-N | 4950 | 3980 | 0.2 | 659 | 245 | 151 | SIK980000134232/6196 Unit 23 | 27582699 | 730890 | N | N
Polo | ROBA Piping Projects GmbH Obernburg | TPPL | Fuel Oil |  | Junta de estanqueidad, Cobre, 1/2", 26 x 21 x 1,5 mm | Gasket Ring, Copper, 1/2", 26 x 21 x 1,5 mm | 3542 | 23MB 303 | GT Piping | 1 | PCE | Germany |  | MBN23BR001 2/3 |  | Fuel Oil |  |  | 1015 | S-1015-0008-A-23-3542-01204305-N | 4950 | 3980 | 0.1 | 659 | 245 | 151 | SIK980000134232/6196 Unit 23 | 27582698 | 730890 | N | N
Polo | ROBA Piping Projects GmbH Obernburg | TPPL | Fuel Oil |  | Filtro, según ZEP004-MB-MEC010-384807 P4 Rev.A, Acero inoxidable, DN 125, SLV 3800103_F / PN 160 | Strainer, acc. ZEP004-MB-MEC010-384807 P4 Rev.A, Stainless steel, DN 125, SLV 3800103_F / PN 160 | 3542 | 23MB 303 | GT Piping | 1 | PCE | Germany |  | MBN23BR001 2/3 / MBN41AT001 |  | Fuel Oil |  |  | 1015 | S-1015-0008-A-23-3542-01204305-N | 4950 | 3980 | 80 | 659 | 245 | 151 | SIK980000134232/6196 Unit 23 | 27582697 | 730890 | N | N
Polo | ROBA Piping Projects GmbH Obernburg | TPPL | Fuel Oil |  | Perno hexagonal, AD-W7, GEOMET, 21 Cr Mo V 57, M 27, M 27 x 125 | Hexagon Bolt, AD-W7, GEOMET, 21 Cr Mo V 57, M 27, M 27 x 125 | 3542 | 23MB 303 | GT Piping | 24 | PCE | Germany |  | MBN23BR001 3/3 |  | Fuel Oil |  |  | 1015 | S-1015-0008-A-23-3542-01204305-N | 4950 | 3980 | 4.8 | 659 | 245 | 151 | SIK980000134232/6196 Unit 23 | 27582696 | 730890 | N | N
Polo | ROBA Piping Projects GmbH Obernburg | TPPL | Fuel Oil |  | Perno hexagonal, AD-W7, GEOMET, 24 Cr Mo 5, M 27 | Hexagon Nut, AD-W7, GEOMET, 24 Cr Mo 5, M 27 | 3542 | 23MB 303 | GT Piping | 24 | PCE | Germany |  | MBN23BR001 3/3 |  | Fuel Oil |  |  | 1015 | S-1015-0008-A-23-3542-01204305-N | 4950 | 3980 | 2.4 | 659 | 245 | 151 | SIK980000134232/6196 Unit 23 | 27582695 | 730890 | N | N
Polo | ROBA Piping Projects GmbH Obernburg | TPPL | Fuel Oil |  | Arandela de retención, Forma A, Acero inoxidable, M 27, 28,4 x 42,0 x 6,8 mm | Locking Washer, Form A, Stainless steel, M 27, 28,4 x 42,0 x 6,8 mm | 3542 | 23MB 303 | GT Piping | 48 | PR | Germany |  | MBN23BR001 3/3 |  | Fuel Oil |  |  | 1015 | S-1015-0008-A-23-3542-01204305-N | 4950 | 3980 | 4.8 | 659 | 245 | 151 | SIK980000134232/6196 Unit 23 | 27582583 | 730890 | N | N
Polo | ROBA Piping Projects GmbH Obernburg | TPPL | Fuel Oil |  | Junta tórica, Vitón (80 mm), DN 80, 90,0 x 3,55 | O-Ring, Viton (80 Shore), DN 80, 90,0 x 3,55 | 3542 | 23MB 303 | GT Piping | 2 | PCE | Germany |  | MBN23BR001 3/3 |  | Fuel Oil |  |  | 1015 | S-1015-0008-A-23-3542-01204305-N | 4950 | 3980 | 0.2 | 659 | 245 | 151 | SIK980000134232/6196 Unit 23 | 27582694 | 730890 | N | N
Polo | ROBA Piping Projects GmbH Obernburg | TPPL | Fuel Oil |  | Junta tórica, Vitón (80 mm), DN 100, 115,0 x 3,55 | O-Ring, Viton (80 Shore), DN 100, 115,0 x 3,55 | 3542 | 23MB 303 | GT Piping | 3 | PCE | Germany |  | MBN23BR001 3/3 |  | Fuel Oil |  |  | 1015 | S-1015-0008-A-23-3542-01204305-N | 4950 | 3980 | 0.3 | 659 | 245 | 151 | SIK980000134232/6196 Unit 23 | 27582693 | 730890 | N | N
Polo | ROBA Piping Projects GmbH Obernburg | TPPL | Fuel Oil |  | Mezclador estático, según SLV 3580040 Rev. D, 1.4571, DN 100, Pos. 40 | Static Mixer, acc. SLV 3580040 Rev. D, 1.4571, DN 100, Pos. 40 | 3542 | 23MB 303 | GT Piping | 1 | PCE | Switzerland |  | MBN23BR001 3/3 / MBN43AM001 |  | Fuel Oil |  |  | 1015 | S-1015-0008-A-23-3542-01204305-N | 4950 | 3980 | 100 | 659 | 245 | 151 | SIK980000134232/6196 Unit 23 | 27582755 | 730890 | N | N
Polo | ROBA Piping Projects GmbH Obernburg | TPPL | Fuel Oil |  | Junta de estanqueidad, Cobre, 1/2", 26 x 21 x 1,5 mm | Gasket Ring, Copper, 1/2", 26 x 21 x 1,5 mm | 3542 | 23MB 303 | GT Piping | 1 | PCE | Germany |  | MBN31BR301 |  | Fuel Oil |  |  | 1015 | S-1015-0008-A-23-3542-01204305-N | 4950 | 3980 | 0.1 | 659 | 245 | 151 | SIK980000134232/6196 Unit 23 | 27582692 | 730890 | N | N
Polo | ROBA Piping Projects GmbH Obernburg | TPPL | Fuel Oil |  | Junta de estanqueidad, Cobre, 1/2", 26 x 21 x 1,5 mm | Gasket Ring, Copper, 1/2", 26 x 21 x 1,5 mm | 3542 | 23MB 303 | GT Piping | 1 | PCE | Germany |  | MBN31BR302 |  | Fuel Oil |  |  | 1015 | S-1015-0008-A-23-3542-01204305-N | 4950 | 3980 | 0.1 | 659 | 245 | 151 | SIK980000134232/6196 Unit 23 | 27582691 | 730890 | N | N
Polo | ROBA Piping Projects GmbH Obernburg | TPPL | Fuel Oil |  | Bloque de válvulas, ZEP002-MBN-&MTB069-820821 Rev. D, Acero inoxidable, Pos. 2 - 6 | Valve block, ZEP002-MBN-&MTB069-820821 Rev. D, Stainless steel, Pos. 2 - 6 | 3542 | 23MB 303 | GT Piping | 1 | PCE | France |  | MBN31BR302 |  | Fuel Oil |  |  | 1015 | S-1015-0008-A-23-3542-01204305-N | 4950 | 3980 | 0.1 | 659 | 245 | 151 | SIK980000134232/6196 Unit 23 | 27582754 | 730890 | N | N
Polo | ROBA Piping Projects GmbH Obernburg | TPPL | Fuel Oil |  | Transmisor, 7MF4433-1GA02-1EB7-Z+A01+Y01+Y15+C11+C12, ZEP002-MBN-&MTB069-820821 Pos. 1 | Transmitter, 7MF4433-1GA02-1EB7-Z+A01+Y01+Y15+C11+C12, , ZEP002-MBN-&MTB069-820821 Pos. 1 | 3542 | 23MB 303 | GT Piping | 1 | PCE | France |  | MBN31BR302 / MBN31CP101 |  | Fuel Oil |  |  | 1015 | S-1015-0008-A-23-3542-01204305-N | 4950 | 3980 | 3 | 659 | 245 | 151 | SIK980000134232/6196 Unit 23 | 27582753 | 730890 | N | N
Polo | ROBA Piping Projects GmbH Obernburg | TPPL | Fuel Oil |  | Tubería, sin soldaduras, AD-W2, PK 2, 1.4571, DN 12, 12,0 x 1,5 | Pipe, seamless, AD-W2, PK 2, 1.4571, DN 12, 12,0 x 1,5 | 3542 | 23MB 303 | GT Piping | 6.6 | MTR | Austria |  | MBN34BR001 1/2 |  | Fuel Oil |  |  | 1015 | S-1015-0008-A-23-3542-01204305-N | 4950 | 3980 | 2.64 | 659 | 245 | 151 | SIK980000134232/6196 Unit 23 | 27582757 | 730890 | N | N
Polo | ROBA Piping Projects GmbH Obernburg | TPPL | Fuel Oil |  | Junta de estanqueidad, WIKA Pedido nº.: 9091440, Cobre, G 1/2", Ø 17,5 x 6,2 mm | Gasket Ring, WIKA Order-No: 9091440, Copper, G 1/2", Ø 17,5 x 6,2 mm | 3542 | 23MB 303 | GT Piping | 2 | PCE | Germany |  | MBN34BR001 1/2 |  | Fuel Oil |  |  | 1015 | S-1015-0008-A-23-3542-01204305-N | 4950 | 3980 | 0.2 | 659 | 245 | 151 | SIK980000134232/6196 Unit 23 | 27582690 | 730890 | N | N
Polo | ROBA Piping Projects GmbH Obernburg | TPPL | Fuel Oil |  | Swagelok, Empalme atornillado, 1.4401, DN 12, SS - 12MO - 7 - 8 RG | Swagelok, Screw on fitting , 1.4401, DN 12, SS - 12MO - 7 - 8 RG | 3542 | 23MB 303 | GT Piping | 2 | PCE | Republic of Korea |  | MBN34BR001 1/2 |  | Fuel Oil |  |  | 1015 | S-1015-0008-A-23-3542-01204305-N | 4950 | 3980 | 1 | 659 | 245 | 151 | SIK980000134232/6196 Unit 23 | 27582776 | 730890 | N | N
Polo | ROBA Piping Projects GmbH Obernburg | TPPL | Fuel Oil |  | Swagelok, Junta, Cobre, 1/2", CU - 8 - RP - 2 | Swagelok, Gasket, Copper, 1/2", CU - 8 - RP - 2 | 3542 | 23MB 303 | GT Piping | 1 | PCE | Germany |  | MBN34BR001 1/2 |  | Fuel Oil |  |  | 1015 | S-1015-0008-A-23-3542-01204305-N | 4950 | 3980 | 0.1 | 659 | 245 | 151 | SIK980000134232/6196 Unit 23 | 27582689 | 730890 | N | N
Polo | ROBA Piping Projects GmbH Obernburg | TPPL | Fuel Oil |  | Swagelok, Acoplamiento atornillado métrico, 1.4401, DN 12, SS - 12MO - 1 - 8 RP | Swagelok, Screw-in coupling metric, 1.4401, DN 12, SS - 12MO - 1 - 8 RP | 3542 | 23MB 303 | GT Piping | 1 | PCE | Republic of Korea |  | MBN34BR001 1/2 |  | Fuel Oil |  |  | 1015 | S-1015-0008-A-23-3542-01204305-N | 4950 | 3980 | 0.5 | 659 | 245 | 151 | SIK980000134232/6196 Unit 23 | 27582775 | 730890 | N | N
Polo | ROBA Piping Projects GmbH Obernburg | TPPL | Fuel Oil |  | Swagelok, Unión en T métrica, 1.4401, DN 12, SS - 12MO - 3 | Swagelok, T-Union metric, 1.4401, DN 12, SS - 12MO - 3 | 3542 | 23MB 303 | GT Piping | 2 | PCE | Republic of Korea |  | MBN34BR001 1/2 |  | Fuel Oil |  |  | 1015 | S-1015-0008-A-23-3542-01204305-N | 4950 | 3980 | 1 | 659 | 245 | 151 | SIK980000134232/6196 Unit 23 | 27582774 | 730890 | N | N
Polo | ROBA Piping Projects GmbH Obernburg | TPPL | Fuel Oil |  | Válvula de manómetro, Forma A, PN 400, 1.4571, 1/2", con conexión de prueba | Pressure Gauge Valve, Form A, PN 400, 1.4571, 1/2", with test connection | 3542 | 23MB 303 | GT Piping | 1 | PCE | Germany |  | MBN34BR001 1/2 /MBN34AA302 |  | Fuel Oil |  |  | 1015 | S-1015-0008-A-23-3542-01204305-N | 4950 | 3980 | 2 | 659 | 245 | 151 | SIK980000134232/6196 Unit 23 | 27582688 | 730890 | N | N
Polo | ROBA Piping Projects GmbH Obernburg | TPPL | Fuel Oil |  | Válvula de manómetro, Forma A, PN 400, 1.4571, 1/2", con conexión de prueba | Pressure Gauge Valve, Form A, PN 400, 1.4571, 1/2", with test connection | 3542 | 23MB 303 | GT Piping | 1 | PCE | Germany |  | MBN34BR001 1/2 /MBN34AA321 |  | Fuel Oil |  |  | 1015 | S-1015-0008-A-23-3542-01204305-N | 4950 | 3980 | 2 | 659 | 245 | 151 | SIK980000134232/6196 Unit 23 | 27582687 | 730890 | N | N
Polo | ROBA Piping Projects GmbH Obernburg | TPPL | Fuel Oil |  | Presostato, 20D ATEX, Art. Nº 1841815 | Pressure Switch, 20D ATEX, , Art.Nr. 1841815 | 3542 | 23MB 303 | GT Piping | 1 | PCE | Germany |  | MBN34BR001 1/2 / MBN34CP002 |  | Fuel Oil |  |  | 1015 | S-1015-0008-A-23-3542-01204305-N | 4950 | 3980 | 3 | 659 | 245 | 151 | SIK980000134232/6196 Unit 23 | 27582686 | 730890 | N | N
Polo | ROBA Piping Projects GmbH Obernburg | TPPL | Fuel Oil |  | Presostato, 20D ATEX, Art. Nº 1841815 | Pressure Switch, 20D ATEX, , Art.Nr. 1841815 | 3542 | 23MB 303 | GT Piping | 1 | PCE | Germany |  | MBN34BR001 1/2 / MBN34CP001 |  | Fuel Oil |  |  | 1015 | S-1015-0008-A-23-3542-01204305-N | 4950 | 3980 | 3 | 659 | 245 | 151 | SIK980000134232/6196 Unit 23 | 27582685 | 730890 | N | N
Polo | ROBA Piping Projects GmbH Obernburg | TPPL | Fuel Oil |  | Tubería, sin soldaduras, AD-W2, PK 2, 1.4571, DN 12, 12,0 x 1,5 | Pipe, seamless, AD-W2, PK 2, 1.4571, DN 12, 12,0 x 1,5 | 3542 | 23MB 303 | GT Piping | 20.7 | MTR | Austria |  | MBN34BR001 2/2 |  | Fuel Oil |  |  | 1015 | S-1015-0008-A-23-3542-01204305-N | 4950 | 3980 | 8.28 | 659 | 245 | 151 | SIK980000134232/6196 Unit 23 | 27582758 | 730890 | N | N
Polo | ROBA Piping Projects GmbH Obernburg | TPPL | Fuel Oil |  | Junta de estanqueidad, WIKA Pedido nº.: 9091440, Cobre, G 1/2", Ø 17,5 x 6,2 mm | Gasket Ring, WIKA Order-No: 9091440, Copper, G 1/2", Ø 17,5 x 6,2 mm | 3542 | 23MB 303 | GT Piping | 2 | PCE | Germany |  | MBN34BR001 2/2 |  | Fuel Oil |  |  | 1015 | S-1015-0008-A-23-3542-01204305-N | 4950 | 3980 | 0.2 | 659 | 245 | 151 | SIK980000134232/6196 Unit 23 | 27582684 | 730890 | N | N
Polo | ROBA Piping Projects GmbH Obernburg | TPPL | Fuel Oil |  | Swagelok, Empalme atornillado, 1.4401, DN 12, SS - 12MO - 7 - 8 RG | Swagelok, Screw on fitting, 1.4401, DN 12, SS - 12MO - 7 - 8 RG | 3542 | 23MB 303 | GT Piping | 1 | PCE | Republic of Korea |  | MBN34BR001 2/2 |  | Fuel Oil |  |  | 1015 | S-1015-0008-A-23-3542-01204305-N | 4950 | 3980 | 0.5 | 659 | 245 | 151 | SIK980000134232/6196 Unit 23 | 27582773 | 730890 | N | N
Polo | ROBA Piping Projects GmbH Obernburg | TPPL | Fuel Oil |  | Swagelok, Junta, Cobre, 1/2", CU - 8 - RP - 2 | Swagelok, Gasket, Copper, 1/2", CU - 8 - RP - 2 | 3542 | 23MB 303 | GT Piping | 2 | PCE | Germany |  | MBN34BR001 2/2 |  | Fuel Oil |  |  | 1015 | S-1015-0008-A-23-3542-01204305-N | 4950 | 3980 | 0.2 | 659 | 245 | 151 | SIK980000134232/6196 Unit 23 | 27582683 | 730890 | N | N
Polo | ROBA Piping Projects GmbH Obernburg | TPPL | Fuel Oil |  | Swagelok, Acoplamiento atornillado métrico, 1.4401, DN 12, SS - 12MO - 1 - 8 RP | Swagelok, Screw-in coupling metric, 1.4401, DN 12, SS - 12MO - 1 - 8 RP | 3542 | 23MB 303 | GT Piping | 2 | PCE | Republic of Korea |  | MBN34BR001 2/2 |  | Fuel Oil |  |  | 1015 | S-1015-0008-A-23-3542-01204305-N | 4950 | 3980 | 1 | 659 | 245 | 151 | SIK980000134232/6196 Unit 23 | 27582772 | 730890 | N | N
Polo | ROBA Piping Projects GmbH Obernburg | TPPL | Fuel Oil |  | Swagelok, Unión métrica, 1.4401, DN 12, SS - 12MO - 6 | Swagelok, Union metric., 1.4401, DN 12, SS - 12MO - 6 | 3542 | 23MB 303 | GT Piping | 4 | PCE | Republic of Korea |  | MBN34BR001 2/2 |  | Fuel Oil |  |  | 1015 | S-1015-0008-A-23-3542-01204305-N | 4950 | 3980 | 2 | 659 | 245 | 151 | SIK980000134232/6196 Unit 23 | 27582771 | 730890 | N | N
Polo | ROBA Piping Projects GmbH Obernburg | TPPL | Fuel Oil |  | Swagelok, Orificio de unión métrico, 1.4401, DN 12, SS - 12MO - 6PDE.197 | Swagelok, Orifice Union metric., 1.4401, DN 12, SS - 12MO - 6PDE.197 | 3542 | 23MB 303 | GT Piping | 1 | PCE | Republic of Korea |  | MBN34BR001 2/2 / MBN34BP001 |  | Fuel Oil |  |  | 1015 | S-1015-0008-A-23-3542-01204305-N | 4950 | 3980 | 0.5 | 659 | 245 | 151 | SIK980000134232/6196 Unit 23 | 27582770 | 730890 | N | N
Polo | ROBA Piping Projects GmbH Obernburg | TPPL | Fuel Oil |  | Swagelok, Unión en T métrica, 1.4401, DN 12, SS - 12MO - 3 | Swagelok, T-Union metric, 1.4401, DN 12, SS - 12MO - 3 | 3542 | 23MB 303 | GT Piping | 2 | PCE | Republic of Korea |  | MBN34BR001 2/2 |  | Fuel Oil |  |  | 1015 | S-1015-0008-A-23-3542-01204305-N | 4950 | 3980 | 1 | 659 | 245 | 151 | SIK980000134232/6196 Unit 23 | 27582769 | 730890 | N | N
Polo | ROBA Piping Projects GmbH Obernburg | TPPL | Fuel Oil |  | Válvula solenoide, ZEP002-DC01-MB-820818 Pos. 5, Acero inoxidable, DN 15, MK 15 NC VA 3E - 220V - Art. 5 | Solenoid Valve, ZEP002-DC01-MB-820818 Pos. 5, Stainless steel, DN 15, MK 15 NC VA 3E - 220V - Art. 5 | 3542 | 23MB 303 | GT Piping | 1 | PCE | Germany |  | MBN34BR001 2/2 / MBN34AA002 |  | Fuel Oil |  |  | 1015 | S-1015-0008-A-23-3542-01204305-N | 4950 | 3980 | 8 | 659 | 245 | 151 | SIK980000134232/6196 Unit 23 | 27582682 | 730890 | N | N
Polo | ROBA Piping Projects GmbH Obernburg | TPPL | Fuel Oil |  | Válvula de manómetro, Forma A, PN 400, 1.4571, 1/2", con conexión de prueba | Pressure Gauge Valve, Form A, PN 400, 1.4571, 1/2", with test connection | 3542 | 23MB 303 | GT Piping | 1 | PCE | Germany |  | MBN34BR001 2/2 / MBN34AA303 |  | Fuel Oil |  |  | 1015 | S-1015-0008-A-23-3542-01204305-N | 4950 | 3980 | 2 | 659 | 245 | 151 | SIK980000134232/6196 Unit 23 | 27582681 | 730890 | N | N
Polo | ROBA Piping Projects GmbH Obernburg | TPPL | Fuel Oil |  | Presostato, 20D ATEX, Art. Nº 1841815 | Pressure Switch, 20D ATEX, , Art.Nr. 1841815 | 3542 | 23MB 303 | GT Piping | 1 | PCE | Germany |  | MBN34BR001 2/2 / MBN34CP003 |  | Fuel Oil |  |  | 1015 | S-1015-0008-A-23-3542-01204305-N | 4950 | 3980 | 3 | 659 | 245 | 151 | SIK980000134232/6196 Unit 23 | 27582680 | 730890 | N | N
Polo | ROBA Piping Projects GmbH Obernburg | TPPL | Fuel Oil |  | Junta de estanqueidad, Cobre, 1/2", 26 x 21 x 1,5 mm | Gasket Ring, Copper, 1/2", 26 x 21 x 1,5 mm | 3542 | 23MB 303 | GT Piping | 1 | PCE | Germany |  | MBN41BR301 |  | Fuel Oil |  |  | 1015 | S-1015-0008-A-23-3542-01204305-N | 4950 | 3980 | 0.1 | 659 | 245 | 151 | SIK980000134232/6196 Unit 23 | 27582679 | 730890 | N | N
Polo | ROBA Piping Projects GmbH Obernburg | TPPL | Fuel Oil |  | Junta de estanqueidad, WIKA Pedido nº.: 9091440, Cobre, G 1/2", Ø 17,5 x 6,2 mm | Gasket Ring, WIKA Order-No: 9091440, Copper, G 1/2", Ø 17,5 x 6,2 mm | 3542 | 23MB 303 | GT Piping | 1 | PCE | Germany |  | MBN41BR301 |  | Fuel Oil |  |  | 1015 | S-1015-0008-A-23-3542-01204305-N | 4950 | 3980 | 0.1 | 659 | 245 | 151 | SIK980000134232/6196 Unit 23 | 27582678 | 730890 | N | N
Polo | ROBA Piping Projects GmbH Obernburg | TPPL | Fuel Oil |  | Junta de estanqueidad, Cobre, 1/2", 26 x 21 x 1,5 mm | Gasket Ring, Copper, 1/2", 26 x 21 x 1,5 mm | 3542 | 23MB 303 | GT Piping | 1 | PCE | Germany |  | MBN41BR302 |  | Fuel Oil |  |  | 1015 | S-1015-0008-A-23-3542-01204305-N | 4950 | 3980 | 0.1 | 659 | 245 | 151 | SIK980000134232/6196 Unit 23 | 27582677 | 730890 | N | N
Polo | ROBA Piping Projects GmbH Obernburg | TPPL | Fuel Oil |  | Junta de estanqueidad, WIKA Pedido nº.: 9091440, Cobre, G 1/2", Ø 17,5 x 6,2 mm | Gasket Ring, WIKA Order-No: 9091440, Copper, G 1/2", Ø 17,5 x 6,2 mm | 3542 | 23MB 303 | GT Piping | 4 | PCE | Germany |  | MBN41BR302 |  | Fuel Oil |  |  | 1015 | S-1015-0008-A-23-3542-01204305-N | 4950 | 3980 | 0.4 | 659 | 245 | 151 | SIK980000134232/6196 Unit 23 | 27582676 | 730890 | N | N
Polo | ROBA Piping Projects GmbH Obernburg | TPPL | Fuel Oil |  | Bloque de válvulas, ZEP002-MBN-&MTB069-820821 Rev. D, Acero inoxidable, Pos. 2 - 6 | Valve block, ZEP002-MBN-&MTB069-820821 Rev. D, Stainless steel, Pos. 2 - 6 | 3542 | 23MB 303 | GT Piping | 1 | PCE | France |  | MBN41BR302 |  | Fuel Oil |  |  | 1015 | S-1015-0008-A-23-3542-01204305-N | 4950 | 3980 | 0.1 | 659 | 245 | 151 | SIK980000134232/6196 Unit 23 | 27582752 | 730890 | N | N
Polo | ROBA Piping Projects GmbH Obernburg | TPPL | Fuel Oil |  | Transmisor, 7MF4433-1GA02-1EB7-Z+A01+Y01+Y15+C11+C12, ZEP002-MBN-&MTB069-820821 Pos. 1 | Transmitter, 7MF4433-1GA02-1EB7-Z+A01+Y01+Y15+C11+C12, , ZEP002-MBN-&MTB069-820821 Pos. 1 | 3542 | 23MB 303 | GT Piping | 1 | PCE | France |  | MBN41BR302 / MBN41CP101 |  | Fuel Oil |  |  | 1015 | S-1015-0008-A-23-3542-01204305-N | 4950 | 3980 | 3 | 659 | 245 | 151 | SIK980000134232/6196 Unit 23 | 27582751 | 730890 | N | N
Polo | ROBA Piping Projects GmbH Obernburg | TPPL | Fuel Oil |  | Tubería, sin soldaduras, AD-W2, PK 2, 1.4571, DN 12, 12,0 x 1,5 | Pipe, seamless, AD-W2, PK 2, 1.4571, DN 12, 12,0 x 1,5 | 3542 | 23MB 303 | GT Piping | 6.5 | MTR | Austria |  | MBN44BR001 1/2 |  | Fuel Oil |  |  | 1015 | S-1015-0008-A-23-3542-01204305-N | 4950 | 3980 | 2.6 | 659 | 245 | 151 | SIK980000134232/6196 Unit 23 | 27582759 | 730890 | N | N
Polo | ROBA Piping Projects GmbH Obernburg | TPPL | Fuel Oil |  | Junta de estanqueidad, WIKA Pedido nº.: 9091440, Cobre, G 1/2", Ø 17,5 x 6,2 mm | Gasket Ring, WIKA Order-No: 9091440, Copper, G 1/2", Ø 17,5 x 6,2 mm | 3542 | 23MB 303 | GT Piping | 4 | PCE | Germany |  | MBN44BR001 1/2 |  | Fuel Oil |  |  | 1015 | S-1015-0008-A-23-3542-01204305-N | 4950 | 3980 | 0.4 | 659 | 245 | 151 | SIK980000134232/6196 Unit 23 | 27582675 | 730890 | N | N
Polo | ROBA Piping Projects GmbH Obernburg | TPPL | Fuel Oil |  | Swagelok, Empalme atornillado métrico, 1.4401, DN 12, SS - 12MO - 7 - 8 RG | Swagelok, Screw on fitting metric, 1.4401, DN 12, SS - 12MO - 7 - 8 RG | 3542 | 23MB 303 | GT Piping | 2 | PCE | Republic of Korea |  | MBN44BR001 1/2 |  | Fuel Oil |  |  | 1015 | S-1015-0008-A-23-3542-01204305-N | 4950 | 3980 | 1 | 659 | 245 | 151 | SIK980000134232/6196 Unit 23 | 27582768 | 730890 | N | N
Polo | ROBA Piping Projects GmbH Obernburg | TPPL | Fuel Oil |  | Swagelok, Junta, Cobre, 1/2", CU - 8 - RP - 2 | Swagelok, Gasket, Copper, 1/2", CU - 8 - RP - 2 | 3542 | 23MB 303 | GT Piping | 2 | PCE | Germany |  | MBN44BR001 1/2 |  | Fuel Oil |  |  | 1015 | S-1015-0008-A-23-3542-01204305-N | 4950 | 3980 | 0.2 | 659 | 245 | 151 | SIK980000134232/6196 Unit 23 | 27582674 | 730890 | N | N
Polo | ROBA Piping Projects GmbH Obernburg | TPPL | Fuel Oil |  | Swagelok, Acoplamiento atornillado métrico, 1.4401, DN 12, SS - 12MO - 1 - 8 RP | Swagelok, Screw-in coupling metric, 1.4401, DN 12, SS - 12MO - 1 - 8 RP | 3542 | 23MB 303 | GT Piping | 1 | PCE | Republic of Korea |  | MBN44BR001 1/2 |  | Fuel Oil |  |  | 1015 | S-1015-0008-A-23-3542-01204305-N | 4950 | 3980 | 0.5 | 659 | 245 | 151 | SIK980000134232/6196 Unit 23 | 27582767 | 730890 | N | N
Polo | ROBA Piping Projects GmbH Obernburg | TPPL | Fuel Oil |  | Swagelok, Unión en T métrica, 1.4401, DN 12, SS - 12MO - 3 | Swagelok, T-Union metric, 1.4401, DN 12, SS - 12MO - 3 | 3542 | 23MB 303 | GT Piping | 2 | PCE | Republic of Korea |  | MBN44BR001 1/2 |  | Fuel Oil |  |  | 1015 | S-1015-0008-A-23-3542-01204305-N | 4950 | 3980 | 1 | 659 | 245 | 151 | SIK980000134232/6196 Unit 23 | 27582766 | 730890 | N | N
Polo | ROBA Piping Projects GmbH Obernburg | TPPL | Fuel Oil |  | Válvula de manómetro, Forma A, PN 400, 1.4571, 1/2", con conexión de prueba | Pressure Gauge Valve, Form A, PN 400, 1.4571, 1/2", with test connection | 3542 | 23MB 303 | GT Piping | 1 | PCE | Germany |  | MBN44BR001 1/2 / MBN44AA301 |  | Fuel Oil |  |  | 1015 | S-1015-0008-A-23-3542-01204305-N | 4950 | 3980 | 2 | 659 | 245 | 151 | SIK980000134232/6196 Unit 23 | 27582673 | 730890 | N | N
Polo | ROBA Piping Projects GmbH Obernburg | TPPL | Fuel Oil |  | Válvula de manómetro, Forma A, PN 400, 1.4571, 1/2", con conexión de prueba | Pressure Gauge Valve, Form A, PN 400, 1.4571, 1/2", with test connection | 3542 | 23MB 303 | GT Piping | 1 | PCE | Germany |  | MBN44BR001 1/2 / MBN44AA302 |  | Fuel Oil |  |  | 1015 | S-1015-0008-A-23-3542-01204305-N | 4950 | 3980 | 2 | 659 | 245 | 151 | SIK980000134232/6196 Unit 23 | 27582672 | 730890 | N | N
Polo | ROBA Piping Projects GmbH Obernburg | TPPL | Fuel Oil |  | Presostato, 20D ATEX, Art. Nº 1841815 | Pressure Switch, 20D ATEX, , Art.Nr. 1841815 | 3542 | 23MB 303 | GT Piping | 1 | PCE | Germany |  | MBN44BR001 1/2 / MBN44CP001 |  | Fuel Oil |  |  | 1015 | S-1015-0008-A-23-3542-01204305-N | 4950 | 3980 | 3 | 659 | 245 | 151 | SIK980000134232/6196 Unit 23 | 27582671 | 730890 | N | N
Polo | ROBA Piping Projects GmbH Obernburg | TPPL | Fuel Oil |  | Presostato, 20D ATEX, Art. Nº 1841815 | Pressure Switch, 20D ATEX, , Art.Nr. 1841815 | 3542 | 23MB 303 | GT Piping | 1 | PCE | Germany |  | MBN44BR001 1/2 / MBN44CP002 |  | Fuel Oil |  |  | 1015 | S-1015-0008-A-23-3542-01204305-N | 4950 | 3980 | 3 | 659 | 245 | 151 | SIK980000134232/6196 Unit 23 | 27582670 | 730890 | N | N
Polo | ROBA Piping Projects GmbH Obernburg | TPPL | Fuel Oil |  | Tubería, sin soldaduras, AD-W2, PK 2, 1.4571, DN 12, 12,0 x 1,5 | Pipe, seamless, AD-W2, PK 2, 1.4571, DN 12, 12,0 x 1,5 | 3542 | 23MB 303 | GT Piping | 8.6 | MTR | Austria |  | MBN44BR001 2/2 |  | Fuel Oil |  |  | 1015 | S-1015-0008-A-23-3542-01204305-N | 4950 | 3980 | 3.48 | 659 | 245 | 151 | SIK980000134232/6196 Unit 23 | 27582760 | 730890 | N | N
Polo | ROBA Piping Projects GmbH Obernburg | TPPL | Fuel Oil |  | Junta de estanqueidad, WIKA Pedido nº.: 9091440, Cobre, G 1/2", Ø 17,5 x 6,2 mm | Gasket Ring, WIKA Order-No: 9091440, Copper, G 1/2", Ø 17,5 x 6,2 mm | 3542 | 23MB 303 | GT Piping | 2 | PCE | Germany |  | MBN44BR001 2/2 |  | Fuel Oil |  |  | 1015 | S-1015-0008-A-23-3542-01204305-N | 4950 | 3980 | 0.2 | 659 | 245 | 151 | SIK980000134232/6196 Unit 23 | 27582669 | 730890 | N | N
Polo | ROBA Piping Projects GmbH Obernburg | TPPL | Fuel Oil |  | Swagelok, Empalme atornillado métrico, 1.4401, DN 12, SS - 12MO - 7 - 8 RG | Swagelok, Screw on fitting metric, 1.4401, DN 12, SS - 12MO - 7 - 8 RG | 3542 | 23MB 303 | GT Piping | 1 | PCE | Republic of Korea |  | MBN44BR001 2/2 |  | Fuel Oil |  |  | 1015 | S-1015-0008-A-23-3542-01204305-N | 4950 | 3980 | 0.5 | 659 | 245 | 151 | SIK980000134232/6196 Unit 23 | 27582765 | 730890 | N | N
Polo | ROBA Piping Projects GmbH Obernburg | TPPL | Fuel Oil |  | Swagelok, Junta, Cobre, 1/2", CU - 8 - RP - 2 | Swagelok, Gasket, Copper, 1/2", CU - 8 - RP - 2 | 3542 | 23MB 303 | GT Piping | 2 | PCE | Germany |  | MBN44BR001 2/2 |  | Fuel Oil |  |  | 1015 | S-1015-0008-A-23-3542-01204305-N | 4950 | 3980 | 0.2 | 659 | 245 | 151 | SIK980000134232/6196 Unit 23 | 27582668 | 730890 | N | N
Polo | ROBA Piping Projects GmbH Obernburg | TPPL | Fuel Oil |  | Swagelok, Acoplamiento atornillado métrico, 1.4401, DN 12, SS - 12MO - 1 - 8 RP | Swagelok, Screw-in coupling metric, 1.4401, DN 12, SS - 12MO - 1 - 8 RP | 3542 | 23MB 303 | GT Piping | 2 | PCE | Republic of Korea |  | MBN44BR001 2/2 |  | Fuel Oil |  |  | 1015 | S-1015-0008-A-23-3542-01204305-N | 4950 | 3980 | 1 | 659 | 245 | 151 | SIK980000134232/6196 Unit 23 | 27582764 | 730890 | N | N
Polo | ROBA Piping Projects GmbH Obernburg | TPPL | Fuel Oil |  | Swagelok, Unión métrica, 1.4401, DN 12, SS - 12MO - 6 | Swagelok, Union metric., 1.4401, DN 12, SS - 12MO - 6 | 3542 | 23MB 303 | GT Piping | 1 | PCE | Republic of Korea |  | MBN44BR001 2/2 |  | Fuel Oil |  |  | 1015 | S-1015-0008-A-23-3542-01204305-N | 4950 | 3980 | 0.5 | 659 | 245 | 151 | SIK980000134232/6196 Unit 23 | 27582763 | 730890 | N | N
Polo | ROBA Piping Projects GmbH Obernburg | TPPL | Fuel Oil |  | Swagelok, Orificio de unión métrico, 1.4401, DN 12, SS - 12MO - 6PDE.197 | Swagelok, Orifice Union metric., 1.4401, DN 12, SS - 12MO - 6PDE.197 | 3542 | 23MB 303 | GT Piping | 1 | PCE | Republic of Korea |  | MBN44BR001 2/2 / MBN44BP001 |  | Fuel Oil |  |  | 1015 | S-1015-0008-A-23-3542-01204305-N | 4950 | 3980 | 0.5 | 659 | 245 | 151 | SIK980000134232/6196 Unit 23 | 27582762 | 730890 | N | N
Polo | ROBA Piping Projects GmbH Obernburg | TPPL | Fuel Oil |  | Swagelok, Unión en T métrica, 1.4401, DN 12, SS - 12MO - 3 | Swagelok, T- union metric, 1.4401, DN 12, SS - 12MO - 3 | 3542 | 23MB 303 | GT Piping | 1 | PCE | Republic of Korea |  | MBN44BR001 2/2 |  | Fuel Oil |  |  | 1015 | S-1015-0008-A-23-3542-01204305-N | 4950 | 3980 | 0.5 | 659 | 245 | 151 | SIK980000134232/6196 Unit 23 | 27582761 | 730890 | N | N
Polo | ROBA Piping Projects GmbH Obernburg | TPPL | Fuel Oil |  | Válvula solenoide, ZEP002-DC01-MB-820818 Pos. 5, Acero inoxidable, DN 15, MK 15 NC VA 3E - 220V - Art. 5 | Solenoid Valve, ZEP002-DC01-MB-820818 Pos. 5, Stainless steel, DN 15, MK 15 NC VA 3E - 220V - Art. 5 | 3542 | 23MB 303 | GT Piping | 1 | PCE | Germany |  | MBN44BR001 2/2 / MBN44AA002 |  | Fuel Oil |  |  | 1015 | S-1015-0008-A-23-3542-01204305-N | 4950 | 3980 | 8 | 659 | 245 | 151 | SIK980000134232/6196 Unit 23 | 27582667 | 730890 | N | N
Polo | ROBA Piping Projects GmbH Obernburg | TPPL | Fuel Oil |  | Válvula de manómetro, Forma A, PN 400, 1.4571, 1/2", con conexión de prueba | Pressure Gauge Valve, Form A, PN 400, 1.4571, 1/2", with test connection | 3542 | 23MB 303 | GT Piping | 1 | PCE | Germany |  | MBN44BR001 2/2 / MBN44AA303 |  | Fuel Oil |  |  | 1015 | S-1015-0008-A-23-3542-01204305-N | 4950 | 3980 | 2 | 659 | 245 | 151 | SIK980000134232/6196 Unit 23 | 27582666 | 730890 | N | N
Polo | ROBA Piping Projects GmbH Obernburg | TPPL | Fuel Oil |  | Presostato, 20D ATEX, Art. Nº 1841815 | Pressure Switch, 20D ATEX, , Art.Nr. 1841815 | 3542 | 23MB 303 | GT Piping | 1 | PCE | Germany |  | MBN44BR001 2/2 / MBN44CP003 |  | Fuel Oil |  |  | 1015 | S-1015-0008-A-23-3542-01204305-N | 4950 | 3980 | 3 | 659 | 245 | 151 | SIK980000134232/6196 Unit 23 | 27582665 | 730890 | N | N
Polo | ROBA Piping Projects GmbH Obernburg | TPPL | Fuel Oil |  | Perno hexagonal, AD-W2, A 2 - 70, M 24, M 24 x 110 | Hexagon Bolt, AD-W2, A 2 - 70, M 24, M 24 x 110 | 3542 | 23MB 303 | GT Piping | 8 | PCE | Germany |  | MBN51BR001 1/2 |  | Fuel Oil |  |  | 1015 | S-1015-0008-A-23-3542-01204305-N | 4950 | 3980 | 1.6 | 659 | 245 | 151 | SIK980000134232/6196 Unit 23 | 27582664 | 730890 | N | N
Polo | ROBA Piping Projects GmbH Obernburg | TPPL | Fuel Oil |  | Perno hexagonal, AD-W7, GEOMET, 21 Cr Mo V 57, M 27, M 27 x 125 | Hexagon Bolt, AD-W7, GEOMET, 21 Cr Mo V 57, M 27, M 27 x 125 | 3542 | 23MB 303 | GT Piping | 8 | PCE | Germany |  | MBN51BR001 1/2 |  | Fuel Oil |  |  | 1015 | S-1015-0008-A-23-3542-01204305-N | 4950 | 3980 | 1.6 | 659 | 245 | 151 | SIK980000134232/6196 Unit 23 | 27582663 | 730890 | N | N
Polo | ROBA Piping Projects GmbH Obernburg | TPPL | Fuel Oil |  | Perno hexagonal, AD-W2, A 2 - 70, M 24 | Hexagon Nut, AD-W2, A 2 - 70, M 24 | 3542 | 23MB 303 | GT Piping | 8 | PCE | Germany |  | MBN51BR001 1/2 |  | Fuel Oil |  |  | 1015 | S-1015-0008-A-23-3542-01204305-N | 4950 | 3980 | 0.8 | 659 | 245 | 151 | SIK980000134232/6196 Unit 23 | 27582662 | 730890 | N | N
Polo | ROBA Piping Projects GmbH Obernburg | TPPL | Fuel Oil |  | Perno hexagonal, AD-W7, GEOMET, 24 Cr Mo 5, M 27 | Hexagon Nut, AD-W7, GEOMET, 24 Cr Mo 5, M 27 | 3542 | 23MB 303 | GT Piping | 8 | PCE | Germany |  | MBN51BR001 1/2 |  | Fuel Oil |  |  | 1015 | S-1015-0008-A-23-3542-01204305-N | 4950 | 3980 | 0.8 | 659 | 245 | 151 | SIK980000134232/6196 Unit 23 | 27582661 | 730890 | N | N
Polo | ROBA Piping Projects GmbH Obernburg | TPPL | Fuel Oil |  | Arandela de retención, Forma A, Acero inoxidable, M 24, 25,3 x 39,0 x 3,2 mm | Locking Washer, Form A, Stainless steel, M 24, 25,3 x 39,0 x 3,2 mm | 3542 | 23MB 303 | GT Piping | 16 | PR | Germany |  | MBN51BR001 1/2 |  | Fuel Oil |  |  | 1015 | S-1015-0008-A-23-3542-01204305-N | 4950 | 3980 | 1.6 | 659 | 245 | 151 | SIK980000134232/6196 Unit 23 | 27582578 | 730890 | N | N
Polo | ROBA Piping Projects GmbH Obernburg | TPPL | Fuel Oil |  | Arandela de retención, Forma A, Acero inoxidable, M 27, 28,4 x 42,0 x 6,8 mm | Locking Washer, Form A, Stainless steel, M 27, 28,4 x 42,0 x 6,8 mm | 3542 | 23MB 303 | GT Piping | 16 | PR | Germany |  | MBN51BR001 1/2 |  | Fuel Oil |  |  | 1015 | S-1015-0008-A-23-3542-01204305-N | 4950 | 3980 | 1.6 | 659 | 245 | 151 | SIK980000134232/6196 Unit 23 | 27582577 | 730890 | N | N
Polo | ROBA Piping Projects GmbH Obernburg | TPPL | Fuel Oil |  | Junta tórica, Vitón (80 mm), DN 80, 90,0 x 3,55 | O-Ring, Viton (80 Shore), DN 80, 90,0 x 3,55 | 3542 | 23MB 303 | GT Piping | 1 | PCE | Germany |  | MBN51BR001 1/2 |  | Fuel Oil |  |  | 1015 | S-1015-0008-A-23-3542-01204305-N | 4950 | 3980 | 0.1 | 659 | 245 | 151 | SIK980000134232/6196 Unit 23 | 27582660 | 730890 | N | N
Polo | ROBA Piping Projects GmbH Obernburg | TPPL | Fuel Oil |  | Junta tórica, Vitón (80 mm), DN 100, 115,0 x 3,55 | O-Ring, Viton (80 Shore), DN 100, 115,0 x 3,55 | 3542 | 23MB 303 | GT Piping | 1 | PCE | Germany |  | MBN51BR001 1/2 |  | Fuel Oil |  |  | 1015 | S-1015-0008-A-23-3542-01204305-N | 4950 | 3980 | 0.1 | 659 | 245 | 151 | SIK980000134232/6196 Unit 23 | 27582659 | 730890 | N | N
Polo | ROBA Piping Projects GmbH Obernburg | TPPL | Fuel Oil |  | Perno hexagonal, AD-W2, A 2 - 70, M 24, M 24 x 105 | Hexagon Bolt, AD-W2, A 2 - 70, M 24, M 24 x 105 | 3542 | 23MB 303 | GT Piping | 16 | PCE | Germany |  | MBN51BR001 2/2 |  | Fuel Oil |  |  | 1015 | S-1015-0008-A-23-3542-01204305-N | 4950 | 3980 | 3.2 | 659 | 245 | 151 | SIK980000134232/6196 Unit 23 | 27582658 | 730890 | N | N
Polo | ROBA Piping Projects GmbH Obernburg | TPPL | Fuel Oil |  | Perno hexagonal, AD-W7, GEOMET, 21 Cr Mo V 57, M 27, M 27 x 125 | Hexagon Bolt, AD-W7, GEOMET, 21 Cr Mo V 57, M 27, M 27 x 125 | 3542 | 23MB 303 | GT Piping | 8 | PCE | Germany |  | MBN51BR001 2/2 |  | Fuel Oil |  |  | 1015 | S-1015-0008-A-23-3542-01204305-N | 4950 | 3980 | 1.6 | 659 | 245 | 151 | SIK980000134232/6196 Unit 23 | 27582657 | 730890 | N | N
Polo | ROBA Piping Projects GmbH Obernburg | TPPL | Fuel Oil |  | Perno hexagonal, AD-W2, A 2 - 70, M 24 | Hexagon Nut, AD-W2, A 2 - 70, M 24 | 3542 | 23MB 303 | GT Piping | 16 | PCE | Germany |  | MBN51BR001 2/2 |  | Fuel Oil |  |  | 1015 | S-1015-0008-A-23-3542-01204305-N | 4950 | 3980 | 1.6 | 659 | 245 | 151 | SIK980000134232/6196 Unit 23 | 27582656 | 730890 | N | N
Polo | ROBA Piping Projects GmbH Obernburg | TPPL | Fuel Oil |  | Perno hexagonal, AD-W7, GEOMET, 24 Cr Mo 5, M 27 | Hexagon Nut, AD-W7, GEOMET, 24 Cr Mo 5, M 27 | 3542 | 23MB 303 | GT Piping | 8 | PCE | Germany |  | MBN51BR001 2/2 |  | Fuel Oil |  |  | 1015 | S-1015-0008-A-23-3542-01204305-N | 4950 | 3980 | 0.8 | 659 | 245 | 151 | SIK980000134232/6196 Unit 23 | 27582655 | 730890 | N | N
Polo | ROBA Piping Projects GmbH Obernburg | TPPL | Fuel Oil |  | Arandela de retención, Forma A, Acero inoxidable, M 24, 25,3 x 39,0 x 3,2 mm | Locking Washer, Form A, Stainless steel, M 24, 25,3 x 39,0 x 3,2 mm | 3542 | 23MB 303 | GT Piping | 32 | PR | Germany |  | MBN51BR001 2/2 |  | Fuel Oil |  |  | 1015 | S-1015-0008-A-23-3542-01204305-N | 4950 | 3980 | 3.2 | 659 | 245 | 151 | SIK980000134232/6196 Unit 23 | 27582576 | 730890 | N | N
Polo | ROBA Piping Projects GmbH Obernburg | TPPL | Fuel Oil |  | Arandela de retención, Forma A, Acero inoxidable, M 27, 28,4 x 42,0 x 6,8 mm | Locking Washer, Form A, Stainless steel, M 27, 28,4 x 42,0 x 6,8 mm | 3542 | 23MB 303 | GT Piping | 16 | PR | Germany |  | MBN51BR001 2/2 |  | Fuel Oil |  |  | 1015 | S-1015-0008-A-23-3542-01204305-N | 4950 | 3980 | 1.6 | 659 | 245 | 151 | SIK980000134232/6196 Unit 23 | 27582579 | 730890 | N | N
Polo | ROBA Piping Projects GmbH Obernburg | TPPL | Fuel Oil |  | Junta tórica, Vitón (80 mm), DN 65, 90,0 x 3,55 | O-Ring, Viton (80 Shore), DN 65, 90,0 x 3,55 | 3542 | 23MB 303 | GT Piping | 2 | PCE | Germany |  | MBN51BR001 2/2 |  | Fuel Oil |  |  | 1015 | S-1015-0008-A-23-3542-01204305-N | 4950 | 3980 | 0.2 | 659 | 245 | 151 | SIK980000134232/6196 Unit 23 | 27582654 | 730890 | N | N
Polo | ROBA Piping Projects GmbH Obernburg | TPPL | Fuel Oil |  | Junta tórica, Vitón (80 mm), DN 100, 115,0 x 3,55 | O-Ring, Viton (80 Shore), DN 100, 115,0 x 3,55 | 3542 | 23MB 303 | GT Piping | 1 | PCE | Germany |  | MBN51BR001 2/2 |  | Fuel Oil |  |  | 1015 | S-1015-0008-A-23-3542-01204305-N | 4950 | 3980 | 0.1 | 659 | 245 | 151 | SIK980000134232/6196 Unit 23 | 27582653 | 730890 | N | N
Polo | ROBA Piping Projects GmbH Obernburg | TPPL | Fuel Oil |  | Junta de estanqueidad, Cobre, 1/2", 26 x 21 x 1,5 mm | Gasket Ring, Copper, 1/2", 26 x 21 x 1,5 mm | 3542 | 23MB 303 | GT Piping | 1 | PCE | Germany |  | MBN51BR001 2/2 |  | Fuel Oil |  |  | 1015 | S-1015-0008-A-23-3542-01204305-N | 4950 | 3980 | 0.1 | 659 | 245 | 151 | SIK980000134232/6196 Unit 23 | 27582652 | 730890 | N | N
Polo | ROBA Piping Projects GmbH Obernburg | TPPL | Fuel Oil |  | Flujómetro, según SLV 3320025 Rev. J; Base Rev. I, 1.4571, DN 65, Art. 15 | Flow Meter, acc. SLV 3320025 Rev. J; Basis Rev. I, 1.4571, DN 65, Item 15 | 3542 | 23MB 303 | GT Piping | 1 | PCE | Germany |  | MBN51BR001 2/2 / MBN51CF101 |  | Fuel Oil |  |  | 1015 | S-1015-0008-A-23-3542-01204305-N | 4950 | 3980 | 65 | 659 | 245 | 151 | SIK980000134232/6196 Unit 23 | 27582651 | 730890 | N | N
Polo | ROBA Piping Projects GmbH Obernburg | TPPL | Fuel Oil |  | Perno hexagonal, AD-W2, A 2 - 70, M 24, M 24 x 110 | Hexagon Bolt, AD-W2, A 2 - 70, M 24, M 24 x 110 | 3542 | 23MB 303 | GT Piping | 1 | PCE | Germany |  | ASP |  | Fuel Oil |  |  | 1015 | S-1015-0008-A-23-3542-01204305-N | 4950 | 3980 | 0.2 | 659 | 245 | 151 | SIK980000134232/6196 Unit 23 | 27582650 | 730890 | N | N
Polo | ROBA Piping Projects GmbH Obernburg | TPPL | Fuel Oil |  | Perno hexagonal, AD-W2, A 2 - 70, M 24, M 24 x 105 | Hexagon Bolt, AD-W2, A 2 - 70, M 24, M 24 x 105 | 3542 | 23MB 303 | GT Piping | 2 | PCE | Germany |  | ASP |  | Fuel Oil |  |  | 1015 | S-1015-0008-A-23-3542-01204305-N | 4950 | 3980 | 0.4 | 659 | 245 | 151 | SIK980000134232/6196 Unit 23 | 27582649 | 730890 | N | N
Polo | ROBA Piping Projects GmbH Obernburg | TPPL | Fuel Oil |  | Perno hexagonal, AD-W7, GEOMET, 21 Cr Mo V 57, M 27, M 27 x 125 | Hexagon Bolt, AD-W7, GEOMET, 21 Cr Mo V 57, M 27, M 27 x 125 | 3542 | 23MB 303 | GT Piping | 16 | PCE | Germany |  | ASP |  | Fuel Oil |  |  | 1015 | S-1015-0008-A-23-3542-01204305-N | 4950 | 3980 | 3.2 | 659 | 245 | 151 | SIK980000134232/6196 Unit 23 | 27582648 | 730890 | N | N
Polo | ROBA Piping Projects GmbH Obernburg | TPPL | Fuel Oil |  | Perno hexagonal, AD-W7, GEOMET, 21 Cr Mo V 57, M 30, M 30 x 145 | Hexagon Bolt, AD-W7, GEOMET, 21 Cr Mo V 57, M 30, M 30 x 145 | 3542 | 23MB 303 | GT Piping | 4 | PCE | Germany |  | ASP |  | Fuel Oil |  |  | 1015 | S-1015-0008-A-23-3542-01204305-N | 4950 | 3980 | 0.8 | 659 | 245 | 151 | SIK980000134232/6196 Unit 23 | 27582647 | 730890 | N | N
Polo | ROBA Piping Projects GmbH Obernburg | TPPL | Fuel Oil |  | Perno hexagonal, AD-W2, A 2 - 70, M 24 | Hexagon Nut, AD-W2, A 2 - 70, M 24 | 3542 | 23MB 303 | GT Piping | 3 | PCE | Germany |  | ASP |  | Fuel Oil |  |  | 1015 | S-1015-0008-A-23-3542-01204305-N | 4950 | 3980 | 0.3 | 659 | 245 | 151 | SIK980000134232/6196 Unit 23 | 27582646 | 730890 | N | N
Polo | ROBA Piping Projects GmbH Obernburg | TPPL | Fuel Oil |  | Perno hexagonal, AD-W7, GEOMET, 24 Cr Mo 5, M 27 | Hexagon Nut, AD-W7, GEOMET, 24 Cr Mo 5, M 27 | 3542 | 23MB 303 | GT Piping | 16 | PCE | Germany |  | ASP |  | Fuel Oil |  |  | 1015 | S-1015-0008-A-23-3542-01204305-N | 4950 | 3980 | 1.6 | 659 | 245 | 151 | SIK980000134232/6196 Unit 23 | 27582645 | 730890 | N | N
Polo | ROBA Piping Projects GmbH Obernburg | TPPL | Fuel Oil |  | Perno hexagonal, AD-W7, GEOMET, 24 Cr Mo 5, M 30 | Hexagon Nut, AD-W7, GEOMET, 24 Cr Mo 5, M 30 | 3542 | 23MB 303 | GT Piping | 4 | PCE | Germany |  | ASP |  | Fuel Oil |  |  | 1015 | S-1015-0008-A-23-3542-01204305-N | 4950 | 3980 | 0.4 | 659 | 245 | 151 | SIK980000134232/6196 Unit 23 | 27582644 | 730890 | N | N
Polo | ROBA Piping Projects GmbH Obernburg | TPPL | Fuel Oil |  | Arandela de retención, Forma A, Acero inoxidable, M 24, 25,3 x 39,0 x 3,2 mm | Locking Washer, Form A, Stainless steel, M 24, 25,3 x 39,0 x 3,2 mm | 3542 | 23MB 303 | GT Piping | 6 | PR | Germany |  | ASP |  | Fuel Oil |  |  | 1015 | S-1015-0008-A-23-3542-01204305-N | 4950 | 3980 | 0.6 | 659 | 245 | 151 | SIK980000134232/6196 Unit 23 | 27582580 | 730890 | N | N
Polo | ROBA Piping Projects GmbH Obernburg | TPPL | Fuel Oil |  | Arandela de retención, Forma A, Acero inoxidable, M 27, 28,4 x 42,0 x 6,8 mm | Locking Washer, Form A, Stainless steel, M 27, 28,4 x 42,0 x 6,8 mm | 3542 | 23MB 303 | GT Piping | 32 | PR | Germany |  | ASP |  | Fuel Oil |  |  | 1015 | S-1015-0008-A-23-3542-01204305-N | 4950 | 3980 | 3.2 | 659 | 245 | 151 | SIK980000134232/6196 Unit 23 | 27582581 | 730890 | N | N
Polo | ROBA Piping Projects GmbH Obernburg | TPPL | Fuel Oil |  | Arandela de retención, Forma A, Acero inoxidable, M 30, 31,4 x 47,0 x 6,8 mm | Locking Washer, Form A, Stainless steel, M 30, 31,4 x 47,0 x 6,8 mm | 3542 | 23MB 303 | GT Piping | 8 | PR | Germany |  | ASP |  | Fuel Oil |  |  | 1015 | S-1015-0008-A-23-3542-01204305-N | 4950 | 3980 | 0.8 | 659 | 245 | 151 | SIK980000134232/6196 Unit 23 | 27582589 | 730890 | N | N
Polo | ROBA Piping Projects GmbH Obernburg | TPPL | Fuel Oil |  | Junta tórica, Vitón (80 mm), DN 65, 90,0 x 3,55 | O-Ring, Viton (80 Shore), DN 65, 90,0 x 3,55 | 3542 | 23MB 303 | GT Piping | 2 | PCE | Germany |  | ASP |  | Fuel Oil |  |  | 1015 | S-1015-0008-A-23-3542-01204305-N | 4950 | 3980 | 0.2 | 659 | 245 | 151 | SIK980000134232/6196 Unit 23 | 27582643 | 730890 | N | N
Polo | ROBA Piping Projects GmbH Obernburg | TPPL | Fuel Oil |  | Junta tórica, Vitón (80 mm), DN 80, 90,0 x 3,55 | O-Ring, Viton (80 Shore), DN 80, 90,0 x 3,55 | 3542 | 23MB 303 | GT Piping | 5 | PCE | Germany |  | ASP |  | Fuel Oil |  |  | 1015 | S-1015-0008-A-23-3542-01204305-N | 4950 | 3980 | 0.5 | 659 | 245 | 151 | SIK980000134232/6196 Unit 23 | 27582642 | 730890 | N | N
Polo | ROBA Piping Projects GmbH Obernburg | TPPL | Fuel Oil |  | Junta tórica, Vitón (80 mm), DN 100, 115,0 x 3,55 | O-Ring, Viton (80 Shore), DN 100, 115,0 x 3,55 | 3542 | 23MB 303 | GT Piping | 16 | PCE | Germany |  | ASP |  | Fuel Oil |  |  | 1015 | S-1015-0008-A-23-3542-01204305-N | 4950 | 3980 | 1.6 | 659 | 245 | 151 | SIK980000134232/6196 Unit 23 | 27582641 | 730890 | N | N
Polo | ROBA Piping Projects GmbH Obernburg | TPPL | Fuel Oil |  | Junta tórica, Vitón (80 mm), DN 125, 145,0 x 3,55 | O-Ring, Viton (80 Shore), DN 125, 145,0 x 3,55 | 3542 | 23MB 303 | GT Piping | 8 | PCE | Germany |  | ASP |  | Fuel Oil |  |  | 1015 | S-1015-0008-A-23-3542-01204305-N | 4950 | 3980 | 0.8 | 659 | 245 | 151 | SIK980000134232/6196 Unit 23 | 27582640 | 730890 | N | N
Polo | ROBA Piping Projects GmbH Obernburg | TPPL | Fuel Oil |  | Junta de estanqueidad, Cobre, 1/2", 26 x 21 x 1,5 mm | Gasket Ring, Copper, 1/2", 26 x 21 x 1,5 mm | 3542 | 23MB 303 | GT Piping | 9 | PCE | Germany |  | ASP |  | Fuel Oil |  |  | 1015 | S-1015-0008-A-23-3542-01204305-N | 4950 | 3980 | 0.9 | 659 | 245 | 151 | SIK980000134232/6196 Unit 23 | 27582639 | 730890 | N | N
Polo | ROBA Piping Projects GmbH Obernburg | TPPL | Fuel Oil |  | Junta de estanqueidad, WIKA Pedido nº.: 9091440, Cobre, G 1/2", Ø 17,5 x 6,2 mm | Gasket Ring, WIKA Order-No: 9091440, Copper, G 1/2", Ø 17,5 x 6,2 mm | 3542 | 23MB 303 | GT Piping | 15 | PCE | Germany |  | ASP |  | Fuel Oil |  |  | 1015 | S-1015-0008-A-23-3542-01204305-N | 4950 | 3980 | 1.5 | 659 | 245 | 151 | SIK980000134232/6196 Unit 23 | 27582638 | 730890 | N | N
Polo | ROBA Piping Projects GmbH Obernburg | TPPL | Fuel Oil |  | Swagelok, Junta, Cobre, 1/2", CU - 8 - RP - 2 | Swagelok, Gasket, Copper, 1/2", CU - 8 - RP - 2 | 3542 | 23MB 303 | GT Piping | 7 | PCE | Germany |  | ASP |  | Fuel Oil |  |  | 1015 | S-1015-0008-A-23-3542-01204305-N | 4950 | 3980 | 0.7 | 659 | 245 | 151 | SIK980000134232/6196 Unit 23 | 27582637 | 730890 | N | N
Polo | ROBA Piping Projects GmbH Obernburg | TPPL | Fuel Oil |  | Junta de cobre, G 1/2", Ø 17,5 x 6,2 mm | Copper Gasket, G 1/2", Ø 17,5 x 6,2 mm | 3542 | 23MB 303 | GT Piping | 4 | PCE | Germany |  | ASP |  | Fuel Oil |  |  | 1015 | S-1015-0008-A-23-3542-01204305-N | 4950 | 3980 | 0.4 | 659 | 245 | 151 | SIK980000134232/6196 Unit 23 | 27582636 | 730890 | N | N
Polo | ROBA Piping Projects GmbH Obernburg | TPPL | Fuel Oil |  | Soporte de tubo | Pipe Support | 3542 | 23MB 303 | GT Piping | 1 | PCE | Germany |  | MBN14BQ010 |  | Fuel Oil |  |  | 1015 | S-1015-0008-A-23-3542-01204305-N | 4950 | 3980 | 10 | 659 | 245 | 151 | SIK980000134232/6196 Unit 23 | 27582635 | 730890 | N | N
Polo | ROBA Piping Projects GmbH Obernburg | TPPL | Fuel Oil |  | Soporte de tubo | Pipe Support | 3542 | 23MB 303 | GT Piping | 1 | PCE | Germany |  | MBN14BQ011 |  | Fuel Oil |  |  | 1015 | S-1015-0008-A-23-3542-01204305-N | 4950 | 3980 | 10 | 659 | 245 | 151 | SIK980000134232/6196 Unit 23 | 27582634 | 730890 | N | N
Polo | ROBA Piping Projects GmbH Obernburg | TPPL | Fuel Oil |  | Soporte de tubo | Pipe Support | 3542 | 23MB 303 | GT Piping | 1 | PCE | Germany |  | MBN14BQ012 |  | Fuel Oil |  |  | 1015 | S-1015-0008-A-23-3542-01204305-N | 4950 | 3980 | 10 | 659 | 245 | 151 | SIK980000134232/6196 Unit 23 | 27582633 | 730890 | N | N
Polo | ROBA Piping Projects GmbH Obernburg | TPPL | Fuel Oil |  | Soporte de tubo | Pipe Support | 3542 | 23MB 303 | GT Piping | 1 | PCE | Germany |  | MBN14BQ013 |  | Fuel Oil |  |  | 1015 | S-1015-0008-A-23-3542-01204305-N | 4950 | 3980 | 10 | 659 | 245 | 151 | SIK980000134232/6196 Unit 23 | 27582632 | 730890 | N | N
Polo | ROBA Piping Projects GmbH Obernburg | TPPL | Fuel Oil |  | Soporte de tubo | Pipe Support | 3542 | 23MB 303 | GT Piping | 1 | PCE | Germany |  | MBN14BQ014 |  | Fuel Oil |  |  | 1015 | S-1015-0008-A-23-3542-01204305-N | 4950 | 3980 | 10 | 659 | 245 | 151 | SIK980000134232/6196 Unit 23 | 27582631 | 730890 | N | N
Polo | ROBA Piping Projects GmbH Obernburg | TPPL | Fuel Oil |  | Soporte de tubo | Pipe Support | 3542 | 23MB 303 | GT Piping | 1 | PCE | Germany |  | MBN14BQ015 |  | Fuel Oil |  |  | 1015 | S-1015-0008-A-23-3542-01204305-N | 4950 | 3980 | 10 | 659 | 245 | 151 | SIK980000134232/6196 Unit 23 | 27582630 | 730890 | N | N
Polo | ROBA Piping Projects GmbH Obernburg | TPPL | Fuel Oil |  | Soporte de tubo | Pipe Support | 3542 | 23MB 303 | GT Piping | 1 | PCE | Germany |  | MBN14BQ016 |  | Fuel Oil |  |  | 1015 | S-1015-0008-A-23-3542-01204305-N | 4950 | 3980 | 10 | 659 | 245 | 151 | SIK980000134232/6196 Unit 23 | 27582629 | 730890 | N | N
Polo | ROBA Piping Projects GmbH Obernburg | TPPL | Fuel Oil |  | Soporte de tubo | Pipe Support | 3542 | 23MB 303 | GT Piping | 1 | PCE | Germany |  | MBN23BQ015 |  | Fuel Oil |  |  | 1015 | S-1015-0008-A-23-3542-01204305-N | 4950 | 3980 | 10 | 659 | 245 | 151 | SIK980000134232/6196 Unit 23 | 27582628 | 730890 | N | N
Polo | ROBA Piping Projects GmbH Obernburg | TPPL | Fuel Oil |  | Soporte de tubo | Pipe Support | 3542 | 23MB 303 | GT Piping | 1 | PCE | Germany |  | MBN23BQ016 |  | Fuel Oil |  |  | 1015 | S-1015-0008-A-23-3542-01204305-N | 4950 | 3980 | 10 | 659 | 245 | 151 | SIK980000134232/6196 Unit 23 | 27582627 | 730890 | N | N
Polo | ROBA Piping Projects GmbH Obernburg | TPPL | Fuel Oil |  | Soporte de tubo | Pipe Support | 3542 | 23MB 303 | GT Piping | 1 | PCE | Germany |  | MBN23BQ017 |  | Fuel Oil |  |  | 1015 | S-1015-0008-A-23-3542-01204305-N | 4950 | 3980 | 10 | 659 | 245 | 151 | SIK980000134232/6196 Unit 23 | 27582626 | 730890 | N | N
Polo | ROBA Piping Projects GmbH Obernburg | TPPL | Fuel Oil |  | Soporte de tubo | Pipe Support | 3542 | 23MB 303 | GT Piping | 1 | PCE | Germany |  | MBN23BQ018 |  | Fuel Oil |  |  | 1015 | S-1015-0008-A-23-3542-01204305-N | 4950 | 3980 | 10 | 659 | 245 | 151 | SIK980000134232/6196 Unit 23 | 27582625 | 730890 | N | N
Polo | ROBA Piping Projects GmbH Obernburg | TPPL | Fuel Oil |  | Soporte de tubo | Pipe Support | 3542 | 23MB 303 | GT Piping | 1 | PCE | Germany |  | MBN23BQ020 |  | Fuel Oil |  |  | 1015 | S-1015-0008-A-23-3542-01204305-N | 4950 | 3980 | 10 | 659 | 245 | 151 | SIK980000134232/6196 Unit 23 | 27582624 | 730890 | N | N
Polo | ROBA Piping Projects GmbH Obernburg | TPPL | Fuel Oil |  | Soporte de tubo | Pipe Support | 3542 | 23MB 303 | GT Piping | 1 | PCE | Germany |  | MBN23BQ021 |  | Fuel Oil |  |  | 1015 | S-1015-0008-A-23-3542-01204305-N | 4950 | 3980 | 10 | 659 | 245 | 151 | SIK980000134232/6196 Unit 23 | 27582623 | 730890 | N | N
Polo | ROBA Piping Projects GmbH Obernburg | TPPL | Fuel Oil |  | Soporte de tubo | Pipe Support | 3542 | 23MB 303 | GT Piping | 1 | PCE | Germany |  | MBN23BQ022 |  | Fuel Oil |  |  | 1015 | S-1015-0008-A-23-3542-01204305-N | 4950 | 3980 | 10 | 659 | 245 | 151 | SIK980000134232/6196 Unit 23 | 27582622 | 730890 | N | N
Polo | ROBA Piping Projects GmbH Obernburg | TPPL | Fuel Oil |  | Soporte de tubo | Pipe Support | 3542 | 23MB 303 | GT Piping | 1 | PCE | Germany |  | MBN31BQ001 |  | Fuel Oil |  |  | 1015 | S-1015-0008-A-23-3542-01204305-N | 4950 | 3980 | 10 | 659 | 245 | 151 | SIK980000134232/6196 Unit 23 | 27582621 | 730890 | N | N
Polo | ROBA Piping Projects GmbH Obernburg | TPPL | Fuel Oil |  | Soporte de tubo | Pipe Support | 3542 | 23MB 303 | GT Piping | 1 | PCE | Germany |  | MBN34BQ008 |  | Fuel Oil |  |  | 1015 | S-1015-0008-A-23-3542-01204305-N | 4950 | 3980 | 10 | 659 | 245 | 151 | SIK980000134232/6196 Unit 23 | 27582620 | 730890 | N | N
Polo | ROBA Piping Projects GmbH Obernburg | TPPL | Fuel Oil |  | Soporte de tubo | Pipe Support | 3542 | 23MB 303 | GT Piping | 1 | PCE | Germany |  | MBN34BQ010 |  | Fuel Oil |  |  | 1015 | S-1015-0008-A-23-3542-01204305-N | 4950 | 3980 | 10 | 659 | 245 | 151 | SIK980000134232/6196 Unit 23 | 27582619 | 730890 | N | N
Polo | ROBA Piping Projects GmbH Obernburg | TPPL | Fuel Oil |  | Soporte de tubo | Pipe Support | 3542 | 23MB 303 | GT Piping | 1 | PCE | Germany |  | MBN34BQ011 |  | Fuel Oil |  |  | 1015 | S-1015-0008-A-23-3542-01204305-N | 4950 | 3980 | 10 | 659 | 245 | 151 | SIK980000134232/6196 Unit 23 | 27582618 | 730890 | N | N
Polo | ROBA Piping Projects GmbH Obernburg | TPPL | Fuel Oil |  | Soporte de tubo | Pipe Support | 3542 | 23MB 303 | GT Piping | 1 | PCE | Germany |  | MBN34BQ012 |  | Fuel Oil |  |  | 1015 | S-1015-0008-A-23-3542-01204305-N | 4950 | 3980 | 10 | 659 | 245 | 151 | SIK980000134232/6196 Unit 23 | 27582617 | 730890 | N | N
Polo | ROBA Piping Projects GmbH Obernburg | TPPL | Fuel Oil |  | Soporte de tubo | Pipe Support | 3542 | 23MB 303 | GT Piping | 1 | PCE | Germany |  | MBN34BQ013 |  | Fuel Oil |  |  | 1015 | S-1015-0008-A-23-3542-01204305-N | 4950 | 3980 | 10 | 659 | 245 | 151 | SIK980000134232/6196 Unit 23 | 27582616 | 730890 | N | N
Polo | ROBA Piping Projects GmbH Obernburg | TPPL | Fuel Oil |  | Soporte de tubo | Pipe Support | 3542 | 23MB 303 | GT Piping | 1 | PCE | Germany |  | MBN34BQ014 |  | Fuel Oil |  |  | 1015 | S-1015-0008-A-23-3542-01204305-N | 4950 | 3980 | 10 | 659 | 245 | 151 | SIK980000134232/6196 Unit 23 | 27582615 | 730890 | N | N
Polo | ROBA Piping Projects GmbH Obernburg | TPPL | Fuel Oil |  | Soporte de tubo | Pipe Support | 3542 | 23MB 303 | GT Piping | 1 | PCE | Germany |  | MBN34BQ015 |  | Fuel Oil |  |  | 1015 | S-1015-0008-A-23-3542-01204305-N | 4950 | 3980 | 10 | 659 | 245 | 151 | SIK980000134232/6196 Unit 23 | 27582614 | 730890 | N | N
Polo | ROBA Piping Projects GmbH Obernburg | TPPL | Fuel Oil |  | Soporte de tubo | Pipe Support | 3542 | 23MB 303 | GT Piping | 1 | PCE | Germany |  | MBN34BQ016 |  | Fuel Oil |  |  | 1015 | S-1015-0008-A-23-3542-01204305-N | 4950 | 3980 | 10 | 659 | 245 | 151 | SIK980000134232/6196 Unit 23 | 27582613 | 730890 | N | N
Polo | ROBA Piping Projects GmbH Obernburg | TPPL | Fuel Oil |  | Soporte de tubo | Pipe Support | 3542 | 23MB 303 | GT Piping | 1 | PCE | Germany |  | MBN34BQ017 |  | Fuel Oil |  |  | 1015 | S-1015-0008-A-23-3542-01204305-N | 4950 | 3980 | 10 | 659 | 245 | 151 | SIK980000134232/6196 Unit 23 | 27582612 | 730890 | N | N
Polo | ROBA Piping Projects GmbH Obernburg | TPPL | Fuel Oil |  | Soporte de tubo | Pipe Support | 3542 | 23MB 303 | GT Piping | 1 | PCE | Germany |  | MBN34BQ018 |  | Fuel Oil |  |  | 1015 | S-1015-0008-A-23-3542-01204305-N | 4950 | 3980 | 10 | 659 | 245 | 151 | SIK980000134232/6196 Unit 23 | 27582611 | 730890 | N | N
Polo | ROBA Piping Projects GmbH Obernburg | TPPL | Fuel Oil |  | Soporte de tubo | Pipe Support | 3542 | 23MB 303 | GT Piping | 1 | PCE | Germany |  | MBN34BQ019 |  | Fuel Oil |  |  | 1015 | S-1015-0008-A-23-3542-01204305-N | 4950 | 3980 | 10 | 659 | 245 | 151 | SIK980000134232/6196 Unit 23 | 27582610 | 730890 | N | N
Polo | ROBA Piping Projects GmbH Obernburg | TPPL | Fuel Oil |  | Soporte de tubo | Pipe Support | 3542 | 23MB 303 | GT Piping | 1 | PCE | Germany |  | MBN34BQ020 |  | Fuel Oil |  |  | 1015 | S-1015-0008-A-23-3542-01204305-N | 4950 | 3980 | 10 | 659 | 245 | 151 | SIK980000134232/6196 Unit 23 | 27582609 | 730890 | N | N
Polo | ROBA Piping Projects GmbH Obernburg | TPPL | Fuel Oil |  | Soporte de tubo | Pipe Support | 3542 | 23MB 303 | GT Piping | 1 | PCE | Germany |  | MBN34BQ021 |  | Fuel Oil |  |  | 1015 | S-1015-0008-A-23-3542-01204305-N | 4950 | 3980 | 10 | 659 | 245 | 151 | SIK980000134232/6196 Unit 23 | 27582608 | 730890 | N | N
Polo | ROBA Piping Projects GmbH Obernburg | TPPL | Fuel Oil |  | Soporte de tubo | Pipe Support | 3542 | 23MB 303 | GT Piping | 1 | PCE | Germany |  | MBN34BQ022 |  | Fuel Oil |  |  | 1015 | S-1015-0008-A-23-3542-01204305-N | 4950 | 3980 | 10 | 659 | 245 | 151 | SIK980000134232/6196 Unit 23 | 27582607 | 730890 | N | N
Polo | ROBA Piping Projects GmbH Obernburg | TPPL | Fuel Oil |  | Soporte de tubo | Pipe Support | 3542 | 23MB 303 | GT Piping | 1 | PCE | Germany |  | MBN34BQ025 |  | Fuel Oil |  |  | 1015 | S-1015-0008-A-23-3542-01204305-N | 4950 | 3980 | 10 | 659 | 245 | 151 | SIK980000134232/6196 Unit 23 | 27582606 | 730890 | N | N
Polo | ROBA Piping Projects GmbH Obernburg | TPPL | Fuel Oil |  | Soporte de tubo | Pipe Support | 3542 | 23MB 303 | GT Piping | 1 | PCE | Germany |  | MBN44BQ008 |  | Fuel Oil |  |  | 1015 | S-1015-0008-A-23-3542-01204305-N | 4950 | 3980 | 10 | 659 | 245 | 151 | SIK980000134232/6196 Unit 23 | 27582605 | 730890 | N | N
Polo | ROBA Piping Projects GmbH Obernburg | TPPL | Fuel Oil |  | Soporte de tubo | Pipe Support | 3542 | 23MB 303 | GT Piping | 1 | PCE | Germany |  | MBN44BQ009 |  | Fuel Oil |  |  | 1015 | S-1015-0008-A-23-3542-01204305-N | 4950 | 3980 | 10 | 659 | 245 | 151 | SIK980000134232/6196 Unit 23 | 27582604 | 730890 | N | N
Polo | ROBA Piping Projects GmbH Obernburg | TPPL | Fuel Oil |  | Soporte de tubo | Pipe Support | 3542 | 23MB 303 | GT Piping | 1 | PCE | Germany |  | MBN44BQ010 |  | Fuel Oil |  |  | 1015 | S-1015-0008-A-23-3542-01204305-N | 4950 | 3980 | 10 | 659 | 245 | 151 | SIK980000134232/6196 Unit 23 | 27582603 | 730890 | N | N
Polo | ROBA Piping Projects GmbH Obernburg | TPPL | Fuel Oil |  | Soporte de tubo | Pipe Support | 3542 | 23MB 303 | GT Piping | 1 | PCE | Germany |  | MBN44BQ011 |  | Fuel Oil |  |  | 1015 | S-1015-0008-A-23-3542-01204305-N | 4950 | 3980 | 10 | 659 | 245 | 151 | SIK980000134232/6196 Unit 23 | 27582602 | 730890 | N | N
Polo | ROBA Piping Projects GmbH Obernburg | TPPL | Fuel Oil |  | Soporte de tubo | Pipe Support | 3542 | 23MB 303 | GT Piping | 1 | PCE | Germany |  | MBN44BQ012 |  | Fuel Oil |  |  | 1015 | S-1015-0008-A-23-3542-01204305-N | 4950 | 3980 | 10 | 659 | 245 | 151 | SIK980000134232/6196 Unit 23 | 27582601 | 730890 | N | N
Polo | ROBA Piping Projects GmbH Obernburg | TPPL | Fuel Oil |  | Soporte de tubo | Pipe Support | 3542 | 23MB 303 | GT Piping | 1 | PCE | Germany |  | MBN44BQ025 |  | Fuel Oil |  |  | 1015 | S-1015-0008-A-23-3542-01204305-N | 4950 | 3980 | 10 | 659 | 245 | 151 | SIK980000134232/6196 Unit 23 | 27582600 | 730890 | N | N
Polo | ROBA Piping Projects GmbH Obernburg | TPPL | Fuel Oil |  | Soporte de tubo | Pipe Support | 3542 | 23MB 303 | GT Piping | 1 | PCE | Germany |  | MBN45BQ045 |  | Fuel Oil |  |  | 1015 | S-1015-0008-A-23-3542-01204305-N | 4950 | 3980 | 10 | 659 | 245 | 151 | SIK980000134232/6196 Unit 23 | 27582599 | 730890 | N | N
Polo | ROBA Piping Projects GmbH Obernburg | TPPL | Fuel Oil |  | Soporte de tubo | Pipe Support | 3542 | 23MB 303 | GT Piping | 1 | PCE | Germany |  | MBN45BQ046 |  | Fuel Oil |  |  | 1015 | S-1015-0008-A-23-3542-01204305-N | 4950 | 3980 | 10 | 659 | 245 | 151 | SIK980000134232/6196 Unit 23 | 27582598 | 730890 | N | N
Polo | ROBA Piping Projects GmbH Obernburg | TPPL | Fuel Oil |  | Soporte de tubo | Pipe Support | 3542 | 23MB 303 | GT Piping | 1 | PCE | Germany |  | MBN51BQ010 |  | Fuel Oil |  |  | 1015 | S-1015-0008-A-23-3542-01204305-N | 4950 | 3980 | 10 | 659 | 245 | 151 | SIK980000134232/6196 Unit 23 | 27582597 | 730890 | N | N
Polo | ROBA Piping Projects GmbH Obernburg | TPPL | Fuel Oil |  | Soporte de tubo | Pipe Support | 3542 | 23MB 303 | GT Piping | 1 | PCE | Germany |  | MBN51BQ011 |  | Fuel Oil |  |  | 1015 | S-1015-0008-A-23-3542-01204305-N | 4950 | 3980 | 10 | 659 | 245 | 151 | SIK980000134232/6196 Unit 23 | 27582596 | 730890 | N | N
Polo | ROBA Piping Projects GmbH Obernburg | TPPL | Fuel Oil |  | Soporte de tubo | Pipe Support | 3542 | 23MB 303 | GT Piping | 1 | PCE | Germany |  | MBN51BQ012 |  | Fuel Oil |  |  | 1015 | S-1015-0008-A-23-3542-01204305-N | 4950 | 3980 | 10 | 659 | 245 | 151 | SIK980000134232/6196 Unit 23 | 27582595 | 730890 | N | N
Polo | ROBA Piping Projects GmbH Obernburg | TPPL | Fuel Oil |  | Soporte de tubo | Pipe Support | 3542 | 23MB 303 | GT Piping | 1 | PCE | Germany |  | MBN51BQ013 |  | Fuel Oil |  |  | 1015 | S-1015-0008-A-23-3542-01204305-N | 4950 | 3980 | 10 | 659 | 245 | 151 | SIK980000134232/6196 Unit 23 | 27582594 | 730890 | N | N
Polo | ROBA Piping Projects GmbH Obernburg | TPPL | Fuel Oil |  | Soporte de tubo | Pipe Support | 3542 | 23MB 303 | GT Piping | 1 | PCE | Germany |  | MBN51BQ014 |  | Fuel Oil |  |  | 1015 | S-1015-0008-A-23-3542-01204305-N | 4950 | 3980 | 10 | 659 | 245 | 151 | SIK980000134232/6196 Unit 23 | 27582593 | 730890 | N | N
Polo | ROBA Piping Projects GmbH Obernburg | TPPL | Fuel Oil |  | Soporte de tubo | Pipe Support | 3542 | 23MB 303 | GT Piping | 1 | PCE | Germany |  | MBN51BQ015 |  | Fuel Oil |  |  | 1015 | S-1015-0008-A-23-3542-01204305-N | 4950 | 3980 | 10 | 659 | 245 | 151 | SIK980000134232/6196 Unit 23 | 27582592 | 730890 | N | N
Polo | ROBA Piping Projects GmbH Obernburg | TPPL | Fuel Oil |  | Lámina autoadhesiva de acero inoxidable - 0,15 x 2,0 m | Self Adhesive Foil Stainless - 0,15 x 2,0 m | 3542 | 23MB 303 | GT Piping | 3 | PCE | Germany |  | All Supports |  | Fuel Oil |  |  | 1015 | S-1015-0008-A-23-3542-01204305-N | 4950 | 3980 | 1.5 | 659 | 245 | 151 | SIK980000134232/6196 Unit 23 | 27582591 | 730890 | N | N
Polo | ROBA Piping Projects GmbH Obernburg | TPPL | Fuel Oil |  | CARRETE DE TUBERÍA PREFABRICADO DN 100, 1.4541 | PREFABRICATED PIPE SPOOL DN 100, 1.4541 | 3542 | 23MB 303 | GT Piping | 1 | PCE | Germany |  | MBN14BR001 1/3 |  | Fuel Oil |  |  | 1015 | S-1015-0008-A-23-3542-01204305-N | 4950 | 3980 | 250 | 659 | 245 | 151 | SIK980000134232/6196 Unit 23 | 27582750 | 730890 | N | N
Polo | ROBA Piping Projects GmbH Obernburg | TPPL | Fuel Oil |  | CARRETE DE TUBERÍA PREFABRICADO DN 100, 1.4541 | PREFABRICATED PIPE SPOOL DN 100, 1.4541 | 3542 | 23MB 303 | GT Piping | 1 | PCE | Germany |  | MBN14BR001 1/3 |  | Fuel Oil |  |  | 1015 | S-1015-0008-A-23-3542-01204305-N | 4950 | 3980 | 250 | 659 | 245 | 151 | SIK980000134232/6196 Unit 23 | 27582749 | 730890 | N | N
Polo | ROBA Piping Projects GmbH Obernburg | TPPL | Fuel Oil |  | CARRETE DE TUBERÍA PREFABRICADO DN 100, 1.4541 | PREFABRICATED PIPE SPOOL DN 100, 1.4541 | 3542 | 23MB 303 | GT Piping | 1 | PCE | Germany |  | MBN14BR001 1/3 |  | Fuel Oil |  |  | 1015 | S-1015-0008-A-23-3542-01204305-N | 4950 | 3980 | 250 | 659 | 245 | 151 | SIK980000134232/6196 Unit 23 | 27582748 | 730890 | N | N
Polo | ROBA Piping Projects GmbH Obernburg | TPPL | Fuel Oil |  | CARRETE DE TUBERÍA PREFABRICADO DN 100, 1.4541 | PREFABRICATED PIPE SPOOL DN 100, 1.4541 | 3542 | 23MB 303 | GT Piping | 1 | PCE | Germany |  | MBN14BR001 2/3 |  | Fuel Oil |  |  | 1015 | S-1015-0008-A-23-3542-01204305-N | 4950 | 3980 | 159 | 659 | 245 | 151 | SIK980000134232/6196 Unit 23 | 27582747 | 730890 | N | N
Polo | ROBA Piping Projects GmbH Obernburg | TPPL | Fuel Oil |  | CARRETE DE TUBERÍA PREFABRICADO DN 100, 1.4541 | PREFABRICATED PIPE SPOOL DN 100, 1.4541 | 3542 | 23MB 303 | GT Piping | 1 | PCE | Germany |  | MBN14BR001 2/3 |  | Fuel Oil |  |  | 1015 | S-1015-0008-A-23-3542-01204305-N | 4950 | 3980 | 150 | 659 | 245 | 151 | SIK980000134232/6196 Unit 23 | 27582746 | 730890 | N | N
Polo | ROBA Piping Projects GmbH Obernburg | TPPL | Fuel Oil |  | CARRETE DE TUBERÍA PREFABRICADO DN 100, 1.4541 | PREFABRICATED PIPE SPOOL DN 100, 1.4541 | 3542 | 23MB 303 | GT Piping | 1 | PCE | Germany |  | MBN14BR001 2/3 |  | Fuel Oil |  |  | 1015 | S-1015-0008-A-23-3542-01204305-N | 4950 | 3980 | 150 | 659 | 245 | 151 | SIK980000134232/6196 Unit 23 | 27582745 | 730890 | N | N
Polo | ROBA Piping Projects GmbH Obernburg | TPPL | Fuel Oil |  | CARRETE DE TUBERÍA PREFABRICADO DN 100, 1.4541 | PREFABRICATED PIPE SPOOL DN 100, 1.4541 | 3542 | 23MB 303 | GT Piping | 1 | PCE | Germany |  | MBN23BR001 1/3 |  | Fuel Oil |  |  | 1015 | S-1015-0008-A-23-3542-01204305-N | 4950 | 3980 | 150 | 659 | 245 | 151 | SIK980000134232/6196 Unit 23 | 27582744 | 730890 | N | N
Polo | ROBA Piping Projects GmbH Obernburg | TPPL | Fuel Oil |  | CARRETE DE TUBERÍA PREFABRICADO DN 100, 1.4541 | PREFABRICATED PIPE SPOOL DN 100, 1.4541 | 3542 | 23MB 303 | GT Piping | 1 | PCE | Germany |  | MBN23BR001 1/3 |  | Fuel Oil |  |  | 1015 | S-1015-0008-A-23-3542-01204305-N | 4950 | 3980 | 150 | 659 | 245 | 151 | SIK980000134232/6196 Unit 23 | 27582743 | 730890 | N | N
Polo | ROBA Piping Projects GmbH Obernburg | TPPL | Fuel Oil |  | CARRETE DE TUBERÍA PREFABRICADO DN 100, 1.4541 | PREFABRICATED PIPE SPOOL DN 100, 1.4541 | 3542 | 23MB 303 | GT Piping | 1 | PCE | Germany |  | MBN23BR001 1/3 |  | Fuel Oil |  |  | 1015 | S-1015-0008-A-23-3542-01204305-N | 4950 | 3980 | 150 | 659 | 245 | 151 | SIK980000134232/6196 Unit 23 | 27582742 | 730890 | N | N
Polo | ROBA Piping Projects GmbH Obernburg | TPPL | Fuel Oil |  | CARRETE DE TUBERÍA PREFABRICADO DN 100, 1.4541 | PREFABRICATED PIPE SPOOL DN 100, 1.4541 | 3542 | 23MB 303 | GT Piping | 1 | PCE | Germany |  | MBN23BR001 2/3 |  | Fuel Oil |  |  | 1015 | S-1015-0008-A-23-3542-01204305-N | 4950 | 3980 | 150 | 659 | 245 | 151 | SIK980000134232/6196 Unit 23 | 27582741 | 730890 | N | N
Polo | ROBA Piping Projects GmbH Obernburg | TPPL | Fuel Oil |  | CARRETE DE TUBERÍA PREFABRICADO DN 100, 1.4541 | PREFABRICATED PIPE SPOOL DN 100, 1.4541 | 3542 | 23MB 303 | GT Piping | 1 | PCE | Germany |  | MBN23BR001 2/3 |  | Fuel Oil |  |  | 1015 | S-1015-0008-A-23-3542-01204305-N | 4950 | 3980 | 150 | 659 | 245 | 151 | SIK980000134232/6196 Unit 23 | 27582740 | 730890 | N | N
Polo | ROBA Piping Projects GmbH Obernburg | TPPL | Fuel Oil |  | CARRETE DE TUBERÍA PREFABRICADO DN 100, 1.4541 | PREFABRICATED PIPE SPOOL DN 100, 1.4541 | 3542 | 23MB 303 | GT Piping | 1 | PCE | Germany |  | MBN23BR001 2/3 |  | Fuel Oil |  |  | 1015 | S-1015-0008-A-23-3542-01204305-N | 4950 | 3980 | 150 | 659 | 245 | 151 | SIK980000134232/6196 Unit 23 | 27582739 | 730890 | N | N
Polo | ROBA Piping Projects GmbH Obernburg | TPPL | Fuel Oil |  | CARRETE DE TUBERÍA PREFABRICADO DN 8, 1.4541 | PREFABRICATED PIPE SPOOL DN 8, 1.4541 | 3542 | 23MB 303 | GT Piping | 1 | PCE | Germany |  | MBN31BR301 |  | Fuel Oil |  |  | 1015 | S-1015-0008-A-23-3542-01204305-N | 4950 | 3980 | 20 | 659 | 245 | 151 | SIK980000134232/6196 Unit 23 | 27582738 | 730890 | N | N
Polo | ROBA Piping Projects GmbH Obernburg | TPPL | Lube Oil Turbine Pipes |  | CARRETE DE TUBERÍA PREFABRICADO DN200, P234 GH TC1 | PREFABRICATED PIPE SPOOL DN200, P234 GH TC1 | 3542 | 23MB 303 | GT Piping | 1 | PCE | Germany |  | MBV90BR001 |  | Lube Oil Turbine |  |  | 1015 | S-1015-0009-A-23-3542-01204305-N | 3700 | 2400 | 60 | 598 | 244 | 217 | SIK980000134232/6196 Unit 23 | 27582778 | 730890 | N | N
Polo | ROBA Piping Projects GmbH Obernburg | TPPL | Lube Oil Turbine Pipes |  | CARRETE DE TUBERÍA PREFABRICADO DN200, P234 GH TC1 | PREFABRICATED PIPE SPOOL DN200, P234 GH TC1 | 3542 | 23MB 303 | GT Piping | 1 | PCE | Germany |  | MBV90BR001 |  | Lube Oil Turbine |  |  | 1015 | S-1015-0009-A-23-3542-01204305-N | 3700 | 2400 | 60 | 598 | 244 | 217 | SIK980000134232/6196 Unit 23 | 27582816 | 730890 | N | N
Polo | ROBA Piping Projects GmbH Obernburg | TPPL | Lube Oil Turbine Pipes |  | CARRETE DE TUBERÍA PREFABRICADO DN 150, P 235 GH TC1 | PREFABRICATED PIPE SPOOL DN 150, P 235 GH TC1 | 3542 | 23MB 303 | GT Piping | 1 | PCE | Germany |  | MBV26BR001 |  | Lube Oil Turbine |  |  | 1015 | S-1015-0009-A-23-3542-01204305-N | 3700 | 2400 | 60 | 598 | 244 | 217 | SIK980000134232/6196 Unit 23 | 27582802 | 730890 | N | N
Polo | ROBA Piping Projects GmbH Obernburg | TPPL | Lube Oil Turbine Pipes |  | CARRETE DE TUBERÍA PREFABRICADO DN 150, P 235 GH TC1 | PREFABRICATED PIPE SPOOL DN 150, P 235 GH TC1 | 3542 | 23MB 303 | GT Piping | 1 | PCE | Germany |  | MBV26BR001 |  | Lube Oil Turbine |  |  | 1015 | S-1015-0009-A-23-3542-01204305-N | 3700 | 2400 | 60 | 598 | 244 | 217 | SIK980000134232/6196 Unit 23 | 27582801 | 730890 | N | N
Polo | ROBA Piping Projects GmbH Obernburg | TPPL | Lube Oil Turbine Pipes |  | CARRETE DE TUBERÍA PREFABRICADO DN 65, P 235 GH TC1 | PREFABRICATED PIPE SPOOL DN 65, P 235 GH TC1 | 3542 | 23MB 303 | GT Piping | 1 | PCE | Germany |  | MBV26BR002 1/2 |  | Lube Oil Turbine |  |  | 1015 | S-1015-0009-A-23-3542-01204305-N | 3700 | 2400 | 60 | 598 | 244 | 217 | SIK980000134232/6196 Unit 23 | 27582800 | 730890 | N | N
Polo | ROBA Piping Projects GmbH Obernburg | TPPL | Lube Oil Turbine Pipes |  | CARRETE DE TUBERÍA PREFABRICADO DN 100 / 65, P 235 GH TC1, | PREFABRICATED PIPE SPOOL DN 100 / 65, P 235 GH TC1, | 3542 | 23MB 303 | GT Piping | 1 | PCE | Germany |  | MBV26BR002 2/2 |  | Lube Oil Turbine |  |  | 1015 | S-1015-0009-A-23-3542-01204305-N | 3700 | 2400 | 60 | 598 | 244 | 217 | SIK980000134232/6196 Unit 23 | 27582799 | 730890 | N | N
Polo | ROBA Piping Projects GmbH Obernburg | TPPL | Lube Oil Turbine Pipes |  | CARRETE DE TUBERÍA PREFABRICADO DN 65, P 235 GH TC1 | PREFABRICATED PIPE SPOOL DN 65, P 235 GH TC1 | 3542 | 23MB 303 | GT Piping | 1 | PCE | Germany |  | MBV26BR002 2/2 |  | Lube Oil Turbine |  |  | 1015 | S-1015-0009-A-23-3542-01204305-N | 3700 | 2400 | 60 | 598 | 244 | 217 | SIK980000134232/6196 Unit 23 | 27582798 | 730890 | N | N
Polo | ROBA Piping Projects GmbH Obernburg | TPPL | Lube Oil Turbine Pipes |  | CARRETE DE TUBERÍA PREFABRICADO DN 65, P 235 GH TC1 | PREFABRICATED PIPE SPOOL DN 65, P 235 GH TC1 | 3542 | 23MB 303 | GT Piping | 1 | PCE | Germany |  | MBV26BR002 2/2 |  | Lube Oil Turbine |  |  | 1015 | S-1015-0009-A-23-3542-01204305-N | 3700 | 2400 | 60 | 598 | 244 | 217 | SIK980000134232/6196 Unit 23 | 27582797 | 730890 | N | N
Polo | ROBA Piping Projects GmbH Obernburg | TPPL | Lube Oil Turbine Pipes |  | CARRETE DE TUBERÍA PREFABRICADO DN 125, P 235 GH TC1 | PREFABRICATED PIPE SPOOL DN 125, P 235 GH TC1 | 3542 | 23MB 303 | GT Piping | 1 | PCE | Germany |  | MBV26BR003 |  | Lube Oil Turbine |  |  | 1015 | S-1015-0009-A-23-3542-01204305-N | 3700 | 2400 | 60 | 598 | 244 | 217 | SIK980000134232/6196 Unit 23 | 27582796 | 730890 | N | N
Polo | ROBA Piping Projects GmbH Obernburg | TPPL | Lube Oil Turbine Pipes |  | CARRETE DE TUBERÍA PREFABRICADO DN 100, P 235 GH TC1 | PREFABRICATED PIPE SPOOL DN 100, P 235 GH TC1 | 3542 | 23MB 303 | GT Piping | 1 | PCE | Germany |  | MBV26BR003 |  | Lube Oil Turbine |  |  | 1015 | S-1015-0009-A-23-3542-01204305-N | 3700 | 2400 | 60 | 598 | 244 | 217 | SIK980000134232/6196 Unit 23 | 27582795 | 730890 | N | N
Polo | ROBA Piping Projects GmbH Obernburg | TPPL | Lube Oil Turbine Pipes |  | CARRETE DE TUBERÍA PREFABRICADO DN 50, P 235 GH TC1 | PREFABRICATED PIPE SPOOL DN 50, P 235 GH TC1 | 3542 | 23MB 303 | GT Piping | 1 | PCE | Germany |  | MBV26BR004 |  | Lube Oil Turbine |  |  | 1015 | S-1015-0009-A-23-3542-01204305-N | 3700 | 2400 | 60 | 598 | 244 | 217 | SIK980000134232/6196 Unit 23 | 27582794 | 730890 | N | N
Polo | ROBA Piping Projects GmbH Obernburg | TPPL | Lube Oil Turbine Pipes |  | CARRETE DE TUBERÍA PREFABRICADO DN 8, P 235 GH TC2 | PREFABRICATED PIPE SPOOL DN 8, P 235 GH TC2 | 3542 | 23MB 303 | GT Piping | 1 | PCE | Germany |  | MBV26BR005 |  | Lube Oil Turbine |  |  | 1015 | S-1015-0009-A-23-3542-01204305-N | 3700 | 2400 | 30 | 598 | 244 | 217 | SIK980000134232/6196 Unit 23 | 27582793 | 730890 | N | N
Polo | ROBA Piping Projects GmbH Obernburg | TPPL | Lube Oil Turbine Pipes |  | CARRETE DE TUBERÍA PREFABRICADO DN 10, P 235 GH TC2 | PREFABRICATED PIPE SPOOL DN 10, P 235 GH TC2 | 3542 | 23MB 303 | GT Piping | 1 | PCE | Germany |  | MBV31BR001 1/2 |  | Lube Oil Turbine |  |  | 1015 | S-1015-0009-A-23-3542-01204305-N | 3700 | 2400 | 30 | 598 | 244 | 217 | SIK980000134232/6196 Unit 23 | 27582792 | 730890 | N | N
Polo | ROBA Piping Projects GmbH Obernburg | TPPL | Lube Oil Turbine Pipes |  | CARRETE DE TUBERÍA PREFABRICADO DN 10, P 235 GH TC2 | PREFABRICATED PIPE SPOOL DN 10, P 235 GH TC2 | 3542 | 23MB 303 | GT Piping | 1 | PCE | Germany |  | MBV31BR001 1/2 |  | Lube Oil Turbine |  |  | 1015 | S-1015-0009-A-23-3542-01204305-N | 3700 | 2400 | 60 | 598 | 244 | 217 | SIK980000134232/6196 Unit 23 | 27582791 | 730890 | N | N
Polo | ROBA Piping Projects GmbH Obernburg | TPPL | Lube Oil Turbine Pipes |  | CARRETE DE TUBERÍA PREFABRICADO DN 10, P 235 GH TC2 | PREFABRICATED PIPE SPOOL DN 10, P 235 GH TC2 | 3542 | 23MB 303 | GT Piping | 1 | PCE | Germany |  | MBV31BR001 1/2 |  | Lube Oil Turbine |  |  | 1015 | S-1015-0009-A-23-3542-01204305-N | 3700 | 2400 | 60 | 598 | 244 | 217 | SIK980000134232/6196 Unit 23 | 27582790 | 730890 | N | N
Polo | ROBA Piping Projects GmbH Obernburg | TPPL | Lube Oil Turbine Pipes |  | CARRETE DE TUBERÍA PREFABRICADO DN 10, P 235 GH TC2 | PREFABRICATED PIPE SPOOL DN 10, P 235 GH TC2 | 3542 | 23MB 303 | GT Piping | 1 | PCE | Germany |  | MBV31BR001 1/2 |  | Lube Oil Turbine |  |  | 1015 | S-1015-0009-A-23-3542-01204305-N | 3700 | 2400 | 60 | 598 | 244 | 217 | SIK980000134232/6196 Unit 23 | 27582789 | 730890 | N | N
Polo | ROBA Piping Projects GmbH Obernburg | TPPL | Lube Oil Turbine Pipes |  | CARRETE DE TUBERÍA PREFABRICADO DN 10, P 235 GH TC2 | PREFABRICATED PIPE SPOOL DN 10, P 235 GH TC2 | 3542 | 23MB 303 | GT Piping | 1 | PCE | Germany |  | MBV31BR001 1/2 |  | Lube Oil Turbine |  |  | 1015 | S-1015-0009-A-23-3542-01204305-N | 3700 | 2400 | 60 | 598 | 244 | 217 | SIK980000134232/6196 Unit 23 | 27582788 | 730890 | N | N
Polo | ROBA Piping Projects GmbH Obernburg | TPPL | Lube Oil Turbine Pipes |  | CARRETE DE TUBERÍA PREFABRICADO DN 10, P 235 GH TC2 | PREFABRICATED PIPE SPOOL DN 10, P 235 GH TC2 | 3542 | 23MB 303 | GT Piping | 1 | PCE | Germany |  | MBV31BR001 2/2 |  | Lube Oil Turbine |  |  | 1015 | S-1015-0009-A-23-3542-01204305-N | 3700 | 2400 | 60 | 598 | 244 | 217 | SIK980000134232/6196 Unit 23 | 27582787 | 730890 | N | N
Polo | ROBA Piping Projects GmbH Obernburg | TPPL | Lube Oil Turbine Pipes |  | CARRETE DE TUBERÍA PREFABRICADO DN 10, P 235 GH TC2 | PREFABRICATED PIPE SPOOL DN 10, P 235 GH TC2 | 3542 | 23MB 303 | GT Piping | 1 | PCE | Germany |  | MBV31BR002 |  | Lube Oil Turbine |  |  | 1015 | S-1015-0009-A-23-3542-01204305-N | 3700 | 2400 | 60 | 598 | 244 | 217 | SIK980000134232/6196 Unit 23 | 27582786 | 730890 | N | N
Polo | ROBA Piping Projects GmbH Obernburg | TPPL | Lube Oil Turbine Pipes |  | CARRETE DE TUBERÍA PREFABRICADO DN 10, P 235 GH TC2 | PREFABRICATED PIPE SPOOL DN 10, P 235 GH TC2 | 3542 | 23MB 303 | GT Piping | 1 | PCE | Germany |  | MBV31BR002 |  | Lube Oil Turbine |  |  | 1015 | S-1015-0009-A-23-3542-01204305-N | 3700 | 2400 | 60 | 598 | 244 | 217 | SIK980000134232/6196 Unit 23 | 27582785 | 730890 | N | N
Polo | ROBA Piping Projects GmbH Obernburg | TPPL | Lube Oil Turbine Pipes |  | CARRETE DE TUBERÍA PREFABRICADO DN 10, P 235 GH TC2 | PREFABRICATED PIPE SPOOL DN 10, P 235 GH TC2 | 3542 | 23MB 303 | GT Piping | 1 | PCE | Germany |  | MBV31BR002 |  | Lube Oil Turbine |  |  | 1015 | S-1015-0009-A-23-3542-01204305-N | 3700 | 2400 | 60 | 598 | 244 | 217 | SIK980000134232/6196 Unit 23 | 27582784 | 730890 | N | N
Polo | ROBA Piping Projects GmbH Obernburg | TPPL | Lube Oil Turbine Pipes |  | CARRETE DE TUBERÍA PREFABRICADO DN 10, P 235 GH TC2 | PREFABRICATED PIPE SPOOL DN 10, P 235 GH TC2 | 3542 | 23MB 303 | GT Piping | 1 | PCE | Germany |  | MBV31BR002 |  | Lube Oil Turbine |  |  | 1015 | S-1015-0009-A-23-3542-01204305-N | 3700 | 2400 | 60 | 598 | 244 | 217 | SIK980000134232/6196 Unit 23 | 27582783 | 730890 | N | N
Polo | ROBA Piping Projects GmbH Obernburg | TPPL | Lube Oil Turbine Pipes |  | CARRETE DE TUBERÍA PREFABRICADO DN 10, P 235 GH TC2 | PREFABRICATED PIPE SPOOL DN 10, P 235 GH TC2 | 3542 | 23MB 303 | GT Piping | 1 | PCE | Germany |  | MBV31BR002 |  | Lube Oil Turbine |  |  | 1015 | S-1015-0009-A-23-3542-01204305-N | 3700 | 2400 | 60 | 598 | 244 | 217 | SIK980000134232/6196 Unit 23 | 27582782 | 730890 | N | N
Polo | ROBA Piping Projects GmbH Obernburg | TPPL | Lube Oil Turbine Pipes |  | CARRETE DE TUBERÍA PREFABRICADO DN 8, P 235 GH TC2 | PREFABRICATED PIPE SPOOL DN 8, P 235 GH TC2 | 3542 | 23MB 303 | GT Piping | 1 | PCE | Germany |  | MBV35BR001 1/2 |  | Lube Oil Turbine |  |  | 1015 | S-1015-0009-A-23-3542-01204305-N | 3700 | 2400 | 60 | 598 | 244 | 217 | SIK980000134232/6196 Unit 23 | 27582781 | 730890 | N | N
Polo | ROBA Piping Projects GmbH Obernburg | TPPL | Lube Oil Turbine Pipes |  | CARRETE DE TUBERÍA PREFABRICADO DN 8, P 235 GH TC2 | PREFABRICATED PIPE SPOOL DN 8, P 235 GH TC2 | 3542 | 23MB 303 | GT Piping | 1 | PCE | Germany |  | MBV35BR001 1/2 |  | Lube Oil Turbine |  |  | 1015 | S-1015-0009-A-23-3542-01204305-N | 3700 | 2400 | 60 | 598 | 244 | 217 | SIK980000134232/6196 Unit 23 | 27582780 | 730890 | N | N
Polo | ROBA Piping Projects GmbH Obernburg | TPPL | Lube Oil Turbine Pipes |  | CARRETE DE TUBERÍA PREFABRICADO DN 8, P 235 GH TC2 | PREFABRICATED PIPE SPOOL DN 8, P 235 GH TC2 | 3542 | 23MB 303 | GT Piping | 1 | PCE | Germany |  | MBV35BR001 1/2 |  | Lube Oil Turbine |  |  | 1015 | S-1015-0009-A-23-3542-01204305-N | 3700 | 2400 | 60 | 598 | 244 | 217 | SIK980000134232/6196 Unit 23 | 27582779 | 730890 | N | N
Polo | ROBA Piping Projects GmbH Obernburg | TPPL | Lube Oil Turbine Pipes |  | CARRETE DE TUBERÍA PREFABRICADO DN 8, P 235 GH TC2 | PREFABRICATED PIPE SPOOL DN 8, P 235 GH TC2 | 3542 | 23MB 303 | GT Piping | 1 | PCE | Germany |  | MBV35BR001 2/2 |  | Lube Oil Turbine |  |  | 1015 | S-1015-0009-A-23-3542-01204305-N | 3700 | 2400 | 60 | 598 | 244 | 217 | SIK980000134232/6196 Unit 23 | 27582817 | 730890 | N | N
Polo | ROBA Piping Projects GmbH Obernburg | TPPL | Lube Oil Turbine Pipes |  | CARRETE DE TUBERÍA PREFABRICADO DN 8, P 235 GH TC2 | PREFABRICATED PIPE SPOOL DN 8, P 235 GH TC2 | 3542 | 23MB 303 | GT Piping | 1 | PCE | Germany |  | MBV35BR001 2/2 |  | Lube Oil Turbine |  |  | 1015 | S-1015-0009-A-23-3542-01204305-N | 3700 | 2400 | 60 | 598 | 244 | 217 | SIK980000134232/6196 Unit 23 | 27582777 | 730890 | N | N
Polo | ROBA Piping Projects GmbH Obernburg | TPPL | Lube Oil Turbine Pipes |  | CARRETE DE TUBERÍA PREFABRICADO DN 8, P 235 GH TC2 | PREFABRICATED PIPE SPOOL DN 8, P 235 GH TC2 | 3542 | 23MB 303 | GT Piping | 1 | PCE | Germany |  | MBV35BR001 2/2 |  | Lube Oil Turbine |  |  | 1015 | S-1015-0009-A-23-3542-01204305-N | 3700 | 2400 | 60 | 598 | 244 | 217 | SIK980000134232/6196 Unit 23 | 27582815 | 730890 | N | N
Polo | ROBA Piping Projects GmbH Obernburg | TPPL | Lube Oil Turbine Pipes |  | CARRETE DE TUBERÍA PREFABRICADO DN 25, P 235 GH TC2 | PREFABRICATED PIPE SPOOL DN 25, P 235 GH TC2 | 3542 | 23MB 303 | GT Piping | 1 | PCE | Germany |  | MBV35BR002 1/2 |  | Lube Oil Turbine |  |  | 1015 | S-1015-0009-A-23-3542-01204305-N | 3700 | 2400 | 60 | 598 | 244 | 217 | SIK980000134232/6196 Unit 23 | 27582814 | 730890 | N | N
Polo | ROBA Piping Projects GmbH Obernburg | TPPL | Lube Oil Turbine Pipes |  | CARRETE DE TUBERÍA PREFABRICADO DN 25, P 235 GH TC2 | PREFABRICATED PIPE SPOOL DN 25, P 235 GH TC2 | 3542 | 23MB 303 | GT Piping | 1 | PCE | Germany |  | MBV35BR002 1/2 |  | Lube Oil Turbine |  |  | 1015 | S-1015-0009-A-23-3542-01204305-N | 3700 | 2400 | 60 | 598 | 244 | 217 | SIK980000134232/6196 Unit 23 | 27582813 | 730890 | N | N
Polo | ROBA Piping Projects GmbH Obernburg | TPPL | Lube Oil Turbine Pipes |  | CARRETE DE TUBERÍA PREFABRICADO DN 25, P 235 GH TC2 | PREFABRICATED PIPE SPOOL DN 25, P 235 GH TC2 | 3542 | 23MB 303 | GT Piping | 1 | PCE | Germany |  | MBV35BR002 1/2 |  | Lube Oil Turbine |  |  | 1015 | S-1015-0009-A-23-3542-01204305-N | 3700 | 2400 | 60 | 598 | 244 | 217 | SIK980000134232/6196 Unit 23 | 27582812 | 730890 | N | N
Polo | ROBA Piping Projects GmbH Obernburg | TPPL | Lube Oil Turbine Pipes |  | CARRETE DE TUBERÍA PREFABRICADO DN 25, P 235 GH TC2 | PREFABRICATED PIPE SPOOL DN 25, P 235 GH TC2 | 3542 | 23MB 303 | GT Piping | 1 | PCE | Germany |  | MBV35BR002 1/2 |  | Lube Oil Turbine |  |  | 1015 | S-1015-0009-A-23-3542-01204305-N | 3700 | 2400 | 60 | 598 | 244 | 217 | SIK980000134232/6196 Unit 23 | 27582811 | 730890 | N | N
Polo | ROBA Piping Projects GmbH Obernburg | TPPL | Lube Oil Turbine Pipes |  | CARRETE DE TUBERÍA PREFABRICADO DN 20, P 235 GH TC2 | PREFABRICATED PIPE SPOOL DN 20, P 235 GH TC2 | 3542 | 23MB 303 | GT Piping | 1 | PCE | Germany |  | MBV35BR002 2/2 |  | Lube Oil Turbine |  |  | 1015 | S-1015-0009-A-23-3542-01204305-N | 3700 | 2400 | 60 | 598 | 244 | 217 | SIK980000134232/6196 Unit 23 | 27582810 | 730890 | N | N
Polo | ROBA Piping Projects GmbH Obernburg | TPPL | Lube Oil Turbine Pipes |  | CARRETE DE TUBERÍA PREFABRICADO DN 20, P 235 GH TC2 | PREFABRICATED PIPE SPOOL DN 20, P 235 GH TC2 | 3542 | 23MB 303 | GT Piping | 1 | PCE | Germany |  | MBV35BR002 2/2 |  | Lube Oil Turbine |  |  | 1015 | S-1015-0009-A-23-3542-01204305-N | 3700 | 2400 | 60 | 598 | 244 | 217 | SIK980000134232/6196 Unit 23 | 27582809 | 730890 | N | N
Polo | ROBA Piping Projects GmbH Obernburg | TPPL | Lube Oil Turbine Pipes |  | CARRETE DE TUBERÍA PREFABRICADO DN 200, P 235 GH TC1 | PREFABRICATED PIPE SPOOL DN 200, P 235 GH TC1 | 3542 | 23MB 303 | GT Piping | 1 | PCE | Germany |  | MBV90BR001 |  | Lube Oil Turbine |  |  | 1015 | S-1015-0009-A-23-3542-01204305-N | 3700 | 2400 | 60 | 598 | 244 | 217 | SIK980000134232/6196 Unit 23 | 27582808 | 730890 | N | N
Polo | ROBA Piping Projects GmbH Obernburg | TPPL | Lube Oil Turbine Pipes |  | CARRETE DE TUBERÍA PREFABRICADO DN 200, P 235 GH TC1 | PREFABRICATED PIPE SPOOL DN 200, P 235 GH TC1 | 3542 | 23MB 303 | GT Piping | 1 | PCE | Germany |  | MBV90BR003 |  | Lube Oil Turbine |  |  | 1015 | S-1015-0009-A-23-3542-01204305-N | 3700 | 2400 | 60 | 598 | 244 | 217 | SIK980000134232/6196 Unit 23 | 27582807 | 730890 | N | N
Polo | ROBA Piping Projects GmbH Obernburg | TPPL | Lube Oil Turbine Pipes |  | CARRETE DE TUBERÍA PREFABRICADO DN 200, P 235 GH TC1 | PREFABRICATED PIPE SPOOL DN 200, P 235 GH TC1 | 3542 | 23MB 303 | GT Piping | 1 | PCE | Germany |  | MBV90BR003 |  | Lube Oil Turbine |  |  | 1015 | S-1015-0009-A-23-3542-01204305-N | 3700 | 2400 | 60 | 598 | 244 | 217 | SIK980000134232/6196 Unit 23 | 27582806 | 730890 | N | N
Polo | ROBA Piping Projects GmbH Obernburg | TPPL | Lube Oil Turbine Pipes |  | CARRETE DE TUBERÍA PREFABRICADO DN 300, P 235 GH TC1 | PREFABRICATED PIPE SPOOL DN 300, P 235 GH TC1 | 3542 | 23MB 303 | GT Piping | 1 | PCE | Germany |  | MBV90BR004 |  | Lube Oil Turbine |  |  | 1015 | S-1015-0009-A-23-3542-01204305-N | 3700 | 2400 | 60 | 598 | 244 | 217 | SIK980000134232/6196 Unit 23 | 27582805 | 730890 | N | N
Polo | ROBA Piping Projects GmbH Obernburg | TPPL | Lube Oil Turbine Pipes |  | CARRETE DE TUBERÍA PREFABRICADO DN 300, P 235 GH TC1 | PREFABRICATED PIPE SPOOL DN 300, P 235 GH TC1 | 3542 | 23MB 303 | GT Piping | 1 | PCE | Germany |  | MBV90BR004 |  | Lube Oil Turbine |  |  | 1015 | S-1015-0009-A-23-3542-01204305-N | 3700 | 2400 | 60 | 598 | 244 | 217 | SIK980000134232/6196 Unit 23 | 27582804 | 730890 | N | N
Polo | ROBA Piping Projects GmbH Obernburg | TPPL | Lube Oil Turbine Pipes |  | CARRETE DE TUBERÍA PREFABRICADO DN 300, P 235 GH TC1 | PREFABRICATED PIPE SPOOL DN 300, P 235 GH TC1 | 3542 | 23MB 303 | GT Piping | 1 | PCE | Germany |  | MBV90BR004 |  | Lube Oil Turbine |  |  | 1015 | S-1015-0009-A-23-3542-01204305-N | 3700 | 2400 | 60 | 598 | 244 | 217 | SIK980000134232/6196 Unit 23 | 27582803 | 730890 | N | N
Polo | ROBA Piping Projects GmbH Obernburg | TPPL | Lube Oil Generator |  | CARRETE DE TUBERÍA PREFABRICADO DN 65 / 50, P 235 GH TC1 | PREFABRICATED PIPE SPOOL DN 65 / 50, P 235 GH TC1 | 3542 | 23MB 303 | GT Piping | 1 | PCE | Germany |  | MBV26BR009 1/2 |  | Lube Oil Generator |  |  | 1015 | S-1015-0010-A-23-3542-01204305-N | 3200 | 1930 | 30 | 644 | 250 | 184 | SIK980000134232/6196 Unit 23 | 27582938 | 730890 | N | N
Polo | ROBA Piping Projects GmbH Obernburg | TPPL | Lube Oil Generator |  | CARRETE DE TUBERÍA PREFABRICADO DN 65 / 50, P 235 GH TC1 | PREFABRICATED PIPE SPOOL DN 65 / 50, P 235 GH TC1 | 3542 | 23MB 303 | GT Piping | 1 | PCE | Germany |  | MBV26BR009 1/2 |  | Lube Oil Generator |  |  | 1015 | S-1015-0010-A-23-3542-01204305-N | 3200 | 1930 | 30 | 644 | 250 | 184 | SIK980000134232/6196 Unit 23 | 27582937 | 730890 | N | N
Polo | ROBA Piping Projects GmbH Obernburg | TPPL | Lube Oil Generator |  | CARRETE DE TUBERÍA PREFABRICADO DN 65 / 50, P 235 GH TC1 | PREFABRICATED PIPE SPOOL DN 65 / 50, P 235 GH TC1 | 3542 | 23MB 303 | GT Piping | 1 | PCE | Germany |  | MBV26BR009 2/2 |  | Lube Oil Generator |  |  | 1015 | S-1015-0010-A-23-3542-01204305-N | 3200 | 1930 | 30 | 644 | 250 | 184 | SIK980000134232/6196 Unit 23 | 27582936 | 730890 | N | N
Polo | ROBA Piping Projects GmbH Obernburg | TPPL | Lube Oil Generator |  | CARRETE DE TUBERÍA PREFABRICADO DN 65 / 50, P 235 GH TC1 | PREFABRICATED PIPE SPOOL DN 65 / 50, P 235 GH TC1 | 3542 | 23MB 303 | GT Piping | 1 | PCE | Germany |  | MBV26BR009 2/2 |  | Lube Oil Generator |  |  | 1015 | S-1015-0010-A-23-3542-01204305-N | 3200 | 1930 | 30 | 644 | 250 | 184 | SIK980000134232/6196 Unit 23 | 27582935 | 730890 | N | N
Polo | ROBA Piping Projects GmbH Obernburg | TPPL | Lube Oil Generator |  | CARRETE DE TUBERÍA PREFABRICADO DN 50, P 235 GH TC1 | PREFABRICATED PIPE SPOOL DN 50, P 235 GH TC1 | 3542 | 23MB 303 | GT Piping | 1 | PCE | Germany |  | MBV26BR010 |  | Lube Oil Generator |  |  | 1015 | S-1015-0010-A-23-3542-01204305-N | 3200 | 1930 | 30 | 644 | 250 | 184 | SIK980000134232/6196 Unit 23 | 27582934 | 730890 | N | N
Polo | ROBA Piping Projects GmbH Obernburg | TPPL | Lube Oil Generator |  | CARRETE DE TUBERÍA PREFABRICADO DN 50, P 235 GH TC1 | PREFABRICATED PIPE SPOOL DN 50, P 235 GH TC1 | 3542 | 23MB 303 | GT Piping | 1 | PCE | Germany |  | MBV26BR010 |  | Lube Oil Generator |  |  | 1015 | S-1015-0010-A-23-3542-01204305-N | 3200 | 1930 | 30 | 644 | 250 | 184 | SIK980000134232/6196 Unit 23 | 27582933 | 730890 | N | N
Polo | ROBA Piping Projects GmbH Obernburg | TPPL | Lube Oil Generator |  | CARRETE DE TUBERÍA PREFABRICADO DN 10, P 235 GH TC2 | PREFABRICATED PIPE SPOOL DN 10, P 235 GH TC2 | 3542 | 23MB 303 | GT Piping | 1 | PCE | Germany |  | MBV31BR005 1/2 |  | Lube Oil Generator |  |  | 1015 | S-1015-0010-A-23-3542-01204305-N | 3200 | 1930 | 30 | 644 | 250 | 184 | SIK980000134232/6196 Unit 23 | 27582932 | 730890 | N | N
Polo | ROBA Piping Projects GmbH Obernburg | TPPL | Lube Oil Generator |  | CARRETE DE TUBERÍA PREFABRICADO DN 10, P 235 GH TC2 | PREFABRICATED PIPE SPOOL DN 10, P 235 GH TC2 | 3542 | 23MB 303 | GT Piping | 1 | PCE | Germany |  | MBV31BR005 1/2 |  | Lube Oil Generator |  |  | 1015 | S-1015-0010-A-23-3542-01204305-N | 3200 | 1930 | 30 | 644 | 250 | 184 | SIK980000134232/6196 Unit 23 | 27582931 | 730890 | N | N
Polo | ROBA Piping Projects GmbH Obernburg | TPPL | Lube Oil Generator |  | CARRETE DE TUBERÍA PREFABRICADO DN 10, P 235 GH TC2 | PREFABRICATED PIPE SPOOL DN 10, P 235 GH TC2 | 3542 | 23MB 303 | GT Piping | 1 | PCE | Germany |  | MBV31BR005 1/2 |  | Lube Oil Generator |  |  | 1015 | S-1015-0010-A-23-3542-01204305-N | 3200 | 1930 | 30 | 644 | 250 | 184 | SIK980000134232/6196 Unit 23 | 27582930 | 730890 | N | N
Polo | ROBA Piping Projects GmbH Obernburg | TPPL | Lube Oil Generator |  | CARRETE DE TUBERÍA PREFABRICADO DN 10, P 235 GH TC2 | PREFABRICATED PIPE SPOOL DN 10, P 235 GH TC2 | 3542 | 23MB 303 | GT Piping | 1 | PCE | Germany |  | MBV31BR005 2/2 |  | Lube Oil Generator |  |  | 1015 | S-1015-0010-A-23-3542-01204305-N | 3200 | 1930 | 30 | 644 | 250 | 184 | SIK980000134232/6196 Unit 23 | 27582929 | 730890 | N | N
Polo | ROBA Piping Projects GmbH Obernburg | TPPL | Lube Oil Generator |  | CARRETE DE TUBERÍA PREFABRICADO DN 10, P 235 GH TC2 | PREFABRICATED PIPE SPOOL DN 10, P 235 GH TC2 | 3542 | 23MB 303 | GT Piping | 1 | PCE | Germany |  | MBV31BR005 2/2 |  | Lube Oil Generator |  |  | 1015 | S-1015-0010-A-23-3542-01204305-N | 3200 | 1930 | 30 | 644 | 250 | 184 | SIK980000134232/6196 Unit 23 | 27582928 | 730890 | N | N
Polo | ROBA Piping Projects GmbH Obernburg | TPPL | Lube Oil Generator |  | CARRETE DE TUBERÍA PREFABRICADO DN 10, P 235 GH TC2 | PREFABRICATED PIPE SPOOL DN 10, P 235 GH TC2 | 3542 | 23MB 303 | GT Piping | 1 | PCE | Germany |  | MBV31BR005 2/2 |  | Lube Oil Generator |  |  | 1015 | S-1015-0010-A-23-3542-01204305-N | 3200 | 1930 | 30 | 644 | 250 | 184 | SIK980000134232/6196 Unit 23 | 27582927 | 730890 | N | N
Polo | ROBA Piping Projects GmbH Obernburg | TPPL | Lube Oil Generator |  | CARRETE DE TUBERÍA PREFABRICADO DN 10, P 235 GH TC2 | PREFABRICATED PIPE SPOOL DN 10, P 235 GH TC2 | 3542 | 23MB 303 | GT Piping | 1 | PCE | Germany |  | MBV31BR006 1/2 |  | Lube Oil Generator |  |  | 1015 | S-1015-0010-A-23-3542-01204305-N | 3200 | 1930 | 30 | 644 | 250 | 184 | SIK980000134232/6196 Unit 23 | 27582926 | 730890 | N | N
Polo | ROBA Piping Projects GmbH Obernburg | TPPL | Lube Oil Generator |  | CARRETE DE TUBERÍA PREFABRICADO DN 10, P 235 GH TC2 | PREFABRICATED PIPE SPOOL DN 10, P 235 GH TC2 | 3542 | 23MB 303 | GT Piping | 1 | PCE | Germany |  | MBV31BR006 1/2 |  | Lube Oil Generator |  |  | 1015 | S-1015-0010-A-23-3542-01204305-N | 3200 | 1930 | 30 | 644 | 250 | 184 | SIK980000134232/6196 Unit 23 | 27582925 | 730890 | N | N
Polo | ROBA Piping Projects GmbH Obernburg | TPPL | Lube Oil Generator |  | CARRETE DE TUBERÍA PREFABRICADO DN 10, P 235 GH TC2 | PREFABRICATED PIPE SPOOL DN 10, P 235 GH TC2 | 3542 | 23MB 303 | GT Piping | 1 | PCE | Germany |  | MBV31BR006 1/2 |  | Lube Oil Generator |  |  | 1015 | S-1015-0010-A-23-3542-01204305-N | 3200 | 1930 | 30 | 644 | 250 | 184 | SIK980000134232/6196 Unit 23 | 27582924 | 730890 | N | N
Polo | ROBA Piping Projects GmbH Obernburg | TPPL | Lube Oil Generator |  | CARRETE DE TUBERÍA PREFABRICADO DN 10, P 235 GH TC2 | PREFABRICATED PIPE SPOOL DN 10, P 235 GH TC2 | 3542 | 23MB 303 | GT Piping | 1 | PCE | Germany |  | MBV31BR006 2/2 |  | Lube Oil Generator |  |  | 1015 | S-1015-0010-A-23-3542-01204305-N | 3200 | 1930 | 30 | 644 | 250 | 184 | SIK980000134232/6196 Unit 23 | 27582923 | 730890 | N | N
Polo | ROBA Piping Projects GmbH Obernburg | TPPL | Lube Oil Generator |  | CARRETE DE TUBERÍA PREFABRICADO DN 10, P 235 GH TC2 | PREFABRICATED PIPE SPOOL DN 10, P 235 GH TC2 | 3542 | 23MB 303 | GT Piping | 1 | PCE | Germany |  | MBV31BR006 2/2 |  | Lube Oil Generator |  |  | 1015 | S-1015-0010-A-23-3542-01204305-N | 3200 | 1930 | 30 | 644 | 250 | 184 | SIK980000134232/6196 Unit 23 | 27582922 | 730890 | N | N
Polo | ROBA Piping Projects GmbH Obernburg | TPPL | Lube Oil Generator |  | CARRETE DE TUBERÍA PREFABRICADO DN 10, P 235 GH TC2 | PREFABRICATED PIPE SPOOL DN 10, P 235 GH TC2 | 3542 | 23MB 303 | GT Piping | 1 | PCE | Germany |  | MBV31BR006 2/2 |  | Lube Oil Generator |  |  | 1015 | S-1015-0010-A-23-3542-01204305-N | 3200 | 1930 | 30 | 644 | 250 | 184 | SIK980000134232/6196 Unit 23 | 27582921 | 730890 | N | N
Polo | ROBA Piping Projects GmbH Obernburg | TPPL | Lube Oil Generator |  | CARRETE DE TUBERÍA PREFABRICADO DN 200, P 235 GH TC2 | PREFABRICATED PIPE SPOOL DN 200, P 235 GH TC2 | 3542 | 23MB 303 | GT Piping | 1 | PCE | Germany |  | MBV90BR009 |  | Lube Oil Generator |  |  | 1015 | S-1015-0010-A-23-3542-01204305-N | 3200 | 1930 | 100.5 | 644 | 250 | 184 | SIK980000134232/6196 Unit 23 | 27582920 | 730890 | N | N
Polo | ROBA Piping Projects GmbH Obernburg | TPPL | Lube Oil Generator |  | CARRETE DE TUBERÍA PREFABRICADO DN 150, P 235 GH TC1 | PREFABRICATED PIPE SPOOL DN 150, P 235 GH TC1 | 3542 | 23MB 303 | GT Piping | 1 | PCE | Germany |  | MBV90BR010 |  | Lube Oil Generator |  |  | 1015 | S-1015-0010-A-23-3542-01204305-N | 3200 | 1930 | 30 | 644 | 250 | 184 | SIK980000134232/6196 Unit 23 | 27582919 | 730890 | N | N
Polo | ROBA Piping Projects GmbH Obernburg | TPPL | Lube Oil Generator |  | CARRETE DE TUBERÍA PREFABRICADO DN 150, P 235 GH TC1 | PREFABRICATED PIPE SPOOL DN 150, P 235 GH TC1 | 3542 | 23MB 303 | GT Piping | 1 | PCE | Germany |  | MBV90BR011 |  | Lube Oil Generator |  |  | 1015 | S-1015-0010-A-23-3542-01204305-N | 3200 | 1930 | 30 | 644 | 250 | 184 | SIK980000134232/6196 Unit 23 | 27582918 | 730890 | N | N
Polo | ROBA Piping Projects GmbH Obernburg | TPPL | Lube Oil Generator |  | CARRETE DE TUBERÍA PREFABRICADO DN 150, P 235 GH TC1 | PREFABRICATED PIPE SPOOL DN 150, P 235 GH TC1 | 3542 | 23MB 303 | GT Piping | 1 | PCE | Germany |  | MBV90BR011 |  | Lube Oil Generator |  |  | 1015 | S-1015-0010-A-23-3542-01204305-N | 3200 | 1930 | 30 | 644 | 250 | 184 | SIK980000134232/6196 Unit 23 | 27582917 | 730890 | N | N
Polo | ROBA Piping Projects GmbH Obernburg | TPPL | Lube Oil Generator |  | CARRETE DE TUBERÍA PREFABRICADO DN 150, P 235 GH TC1 | PREFABRICATED PIPE SPOOL DN 150, P 235 GH TC1 | 3542 | 23MB 303 | GT Piping | 1 | PCE | Germany |  | MBV90BR011 |  | Lube Oil Generator |  |  | 1015 | S-1015-0010-A-23-3542-01204305-N | 3200 | 1930 | 30 | 644 | 250 | 184 | SIK980000134232/6196 Unit 23 | 27582916 | 730890 | N | N
Polo | ROBA Piping Projects GmbH Obernburg | TPPL | Lube Oil Generator |  | Perno hexagonal, AD-W0, 8,8 A3C, M 16, M 16 x 75 | Hexagon Bolt, AD-W0, 8.8 A3C, M 16, M 16 x 75 | 3542 | 23MB 303 | GT Piping | 8 | PCE | Germany |  | MBV26BR009 1/2 |  | Lube Oil Generator |  |  | 1015 | S-1015-0010-A-23-3542-01204305-N | 3200 | 1930 | 1.6 | 644 | 250 | 184 | SIK980000134232/6196 Unit 23 | 27582915 | 730890 | N | N
Polo | ROBA Piping Projects GmbH Obernburg | TPPL | Lube Oil Generator |  | Perno hexagonal, AD-W0, 8,8 A3C, M 16, M 16 x 70 | Hexagon Bolt, AD-W0, 8.8 A3C, M 16, M 16 x 70 | 3542 | 23MB 303 | GT Piping | 8 | PCE | Germany |  | MBV26BR009 1/2 |  | Lube Oil Generator |  |  | 1015 | S-1015-0010-A-23-3542-01204305-N | 3200 | 1930 | 1.6 | 644 | 250 | 184 | SIK980000134232/6196 Unit 23 | 27582914 | 730890 | N | N
Polo | ROBA Piping Projects GmbH Obernburg | TPPL | Lube Oil Generator |  | Perno hexagonal, AD-W0, 8 A3C, M 16 | Hexagon Nut, AD-W0, 8 A3C, M 16 | 3542 | 23MB 303 | GT Piping | 16 | PCE | Germany |  | MBV26BR009 1/2 |  | Lube Oil Generator |  |  | 1015 | S-1015-0010-A-23-3542-01204305-N | 3200 | 1930 | 1.6 | 644 | 250 | 184 | SIK980000134232/6196 Unit 23 | 27582913 | 730890 | N | N
Polo | ROBA Piping Projects GmbH Obernburg | TPPL | Lube Oil Generator |  | Arandela de retención, Forma A, Acero galvanizado, M 16, 17,0 x 25,4 x 3,2 mm | Locking Washer, Form A, Galvanized steel, M 16, 17,0 x 25,4 x 3,2 mm | 3542 | 23MB 303 | GT Piping | 32 | PR | Germany |  | MBV26BR009 1/2 |  | Lube Oil Generator |  |  | 1015 | S-1015-0010-A-23-3542-01204305-N | 3200 | 1930 | 3.2 | 644 | 250 | 184 | SIK980000134232/6196 Unit 23 | 27582826 | 730890 | N | N
Polo | ROBA Piping Projects GmbH Obernburg | TPPL | Lube Oil Generator |  | Junta tórica, Vitón (80 mm), DN 50, 63,0 x 3,55 | O-Ring, Viton (80 Shore), DN 50, 63,0 x 3,55 | 3542 | 23MB 303 | GT Piping | 2 | PCE | Germany |  | MBV26BR009 1/2 |  | Lube Oil Generator |  |  | 1015 | S-1015-0010-A-23-3542-01204305-N | 3200 | 1930 | 0.2 | 644 | 250 | 184 | SIK980000134232/6196 Unit 23 | 27582912 | 730890 | N | N
Polo | ROBA Piping Projects GmbH Obernburg | TPPL | Lube Oil Generator |  | Junta tórica, Vitón (80 mm), DN 65, 80,0 x 3,55 | O-Ring, Viton (80 Shore), DN 65, 80,0 x 3,55 | 3542 | 23MB 303 | GT Piping | 1 | PCE | Germany |  | MBV26BR009 1/2 |  | Lube Oil Generator |  |  | 1015 | S-1015-0010-A-23-3542-01204305-N | 3200 | 1930 | 0.1 | 644 | 250 | 184 | SIK980000134232/6196 Unit 23 | 27582911 | 730890 | N | N
Polo | ROBA Piping Projects GmbH Obernburg | TPPL | Lube Oil Generator |  | Perno hexagonal, AD-W0, 8,8 A3C, M 16, M 16 x 70 | Hexagon Bolt, AD-W0, 8.8 A3C, M 16, M 16 x 70 | 3542 | 23MB 303 | GT Piping | 8 | PCE | Germany |  | MBV26BR009 2/2 |  | Lube Oil Generator |  |  | 1015 | S-1015-0010-A-23-3542-01204305-N | 3200 | 1930 | 1.6 | 644 | 250 | 184 | SIK980000134232/6196 Unit 23 | 27582910 | 730890 | N | N
Polo | ROBA Piping Projects GmbH Obernburg | TPPL | Lube Oil Generator |  | Perno hexagonal, AD-W0, 8 A3C, M 16 | Hexagon Nut, AD-W0, 8 A3C, M 16 | 3542 | 23MB 303 | GT Piping | 8 | PCE | Germany |  | MBV26BR009 2/2 |  | Lube Oil Generator |  |  | 1015 | S-1015-0010-A-23-3542-01204305-N | 3200 | 1930 | 0.8 | 644 | 250 | 184 | SIK980000134232/6196 Unit 23 | 27582909 | 730890 | N | N
Polo | ROBA Piping Projects GmbH Obernburg | TPPL | Lube Oil Generator |  | Arandela de retención, Forma A, Acero galvanizado, M 16, 17,0 x 25,4 x 3,2 mm | Locking Washer, Form A, Galvanized steel, M 16, 17,0 x 25,4 x 3,2 mm | 3542 | 23MB 303 | GT Piping | 16 | PR | Germany |  | MBV26BR009 2/2 |  | Lube Oil Generator |  |  | 1015 | S-1015-0010-A-23-3542-01204305-N | 3200 | 1930 | 1.6 | 644 | 250 | 184 | SIK980000134232/6196 Unit 23 | 27582825 | 730890 | N | N
Polo | ROBA Piping Projects GmbH Obernburg | TPPL | Lube Oil Generator |  | Junta plana, PN 16, Forma IBC, Seleccionable azul, DN 50, 61 x 107 x 2,0 mm | Flat Gasket, PN 16, Form IBC, Selecta blue, DN 50, 61 x 107 x 2,0 mm | 3542 | 23MB 303 | GT Piping | 1 | PCE | Germany |  | MBV26BR009 2/2 |  | Lube Oil Generator |  |  | 1015 | S-1015-0010-A-23-3542-01204305-N | 3200 | 1930 | 0.1 | 644 | 250 | 184 | SIK980000134232/6196 Unit 23 | 27582908 | 730890 | N | N
Polo | ROBA Piping Projects GmbH Obernburg | TPPL | Lube Oil Generator |  | Junta tórica, Vitón (80 mm), DN 50, 63,0 x 3,55 | O-Ring, Viton (80 Shore), DN 50, 63,0 x 3,55 | 3542 | 23MB 303 | GT Piping | 2 | PCE | Germany |  | MBV26BR009 2/2 |  | Lube Oil Generator |  |  | 1015 | S-1015-0010-A-23-3542-01204305-N | 3200 | 1930 | 0.2 | 644 | 250 | 184 | SIK980000134232/6196 Unit 23 | 27582907 | 730890 | N | N
Polo | ROBA Piping Projects GmbH Obernburg | TPPL | Lube Oil Generator |  | Junta de estanqueidad, Cobre, 1/2", 26 x 21 x 1,5 mm | Gasket Ring, Copper, 1/2", 26 x 21 x 1,5 mm | 3542 | 23MB 303 | GT Piping | 2 | PCE | Germany |  | MBV26BR009 2/2 |  | Lube Oil Generator |  |  | 1015 | S-1015-0010-A-23-3542-01204305-N | 3200 | 1930 | 0.2 | 644 | 250 | 184 | SIK980000134232/6196 Unit 23 | 27582906 | 730890 | N | N
Polo | ROBA Piping Projects GmbH Obernburg | TPPL | Lube Oil Generator |  | Orificio, según TF 279, S 235 JRG 2 / St 37, DN 50, d1=108; a=50; d2=52,3 mm | Orifice, acc. to TF 279, S 235 JRG 2 / St 37, DN 50, d1=108; a=50; d2=52,3 mm | 3542 | 23MB 303 | GT Piping | 1 | PCE | Germany |  | MBV26BR009 2/2 / MBV26BP015 |  | Lube Oil Generator |  |  | 1015 | S-1015-0010-A-23-3542-01204305-N | 3200 | 1930 | 5 | 644 | 250 | 184 | SIK980000134232/6196 Unit 23 | 27582905 | 730890 | N | N
Polo | ROBA Piping Projects GmbH Obernburg | TPPL | Lube Oil Generator |  | Perno hexagonal, AD-W0, 8,8 A3C, M 16, M 16 x 70 | Hexagon Bolt, AD-W0, 8.8 A3C, M 16, M 16 x 70 | 3542 | 23MB 303 | GT Piping | 12 | PCE | Germany |  | MBV26BR010 |  | Lube Oil Generator |  |  | 1015 | S-1015-0010-A-23-3542-01204305-N | 3200 | 1930 | 2.4 | 644 | 250 | 184 | SIK980000134232/6196 Unit 23 | 27582904 | 730890 | N | N
Polo | ROBA Piping Projects GmbH Obernburg | TPPL | Lube Oil Generator |  | Perno hexagonal, AD-W0, 8 A3C, M 16, | Hexagon Nut, AD-W0, 8 A3C, M 16, | 3542 | 23MB 303 | GT Piping | 12 | PCE | Germany |  | MBV26BR010 |  | Lube Oil Generator |  |  | 1015 | S-1015-0010-A-23-3542-01204305-N | 3200 | 1930 | 1.2 | 644 | 250 | 184 | SIK980000134232/6196 Unit 23 | 27582903 | 730890 | N | N
Polo | ROBA Piping Projects GmbH Obernburg | TPPL | Lube Oil Generator |  | Arandela de retención, Forma A, Acero galvanizado, M 16, 17,0 x 25,4 x 3,2 mm | Locking Washer, Form A, Galvanized steel, M 16, 17,0 x 25,4 x 3,2 mm | 3542 | 23MB 303 | GT Piping | 24 | PR | Germany |  | MBV26BR010 |  | Lube Oil Generator |  |  | 1015 | S-1015-0010-A-23-3542-01204305-N | 3200 | 1930 | 2.4 | 644 | 250 | 184 | SIK980000134232/6196 Unit 23 | 27582824 | 730890 | N | N
Polo | ROBA Piping Projects GmbH Obernburg | TPPL | Lube Oil Generator |  | Junta plana, PN 16, Forma IBC, Seleccionable azul, DN 50, 61 x 107 x 2,0 mm | Flat Gasket, PN 16, Form IBC, Selecta blue, DN 50, 61 x 107 x 2,0 mm | 3542 | 23MB 303 | GT Piping | 1 | PCE | Germany |  | MBV26BR010 |  | Lube Oil Generator |  |  | 1015 | S-1015-0010-A-23-3542-01204305-N | 3200 | 1930 | 0.1 | 644 | 250 | 184 | SIK980000134232/6196 Unit 23 | 27582902 | 730890 | N | N
Polo | ROBA Piping Projects GmbH Obernburg | TPPL | Lube Oil Generator |  | Junta tórica, Vitón (80 mm), DN 50, 63,0 x 3,55 | O-Ring, Viton (80 Shore), DN 50, 63,0 x 3,55 | 3542 | 23MB 303 | GT Piping | 3 | PCE | Germany |  | MBV26BR010 |  | Lube Oil Generator |  |  | 1015 | S-1015-0010-A-23-3542-01204305-N | 3200 | 1930 | 0.3 | 644 | 250 | 184 | SIK980000134232/6196 Unit 23 | 27582901 | 730890 | N | N
Polo | ROBA Piping Projects GmbH Obernburg | TPPL | Lube Oil Generator |  | Junta de estanqueidad, Cobre, 1/2", 26 x 21 x 1,5 mm | Gasket Ring, Copper, 1/2", 26 x 21 x 1,5 mm | 3542 | 23MB 303 | GT Piping | 2 | PCE | Germany |  | MBV26BR010 |  | Lube Oil Generator |  |  | 1015 | S-1015-0010-A-23-3542-01204305-N | 3200 | 1930 | 0.2 | 644 | 250 | 184 | SIK980000134232/6196 Unit 23 | 27582900 | 730890 | N | N
Polo | ROBA Piping Projects GmbH Obernburg | TPPL | Lube Oil Generator |  | Orificio, según TF 279, S 235 JRG 2 / St 37, DN 50, d1=108; a=50; d2=52,3 mm | Orifice, acc. to TF 279, S 235 JRG 2 / St 37, DN 50, d1=108; a=50; d2=52,3 mm | 3542 | 23MB 303 | GT Piping | 1 | PCE | Germany |  | MBV26BR010 /MBV26BP014 |  | Lube Oil Generator |  |  | 1015 | S-1015-0010-A-23-3542-01204305-N | 3200 | 1930 | 5 | 644 | 250 | 184 | SIK980000134232/6196 Unit 23 | 27582899 | 730890 | N | N
Polo | ROBA Piping Projects GmbH Obernburg | TPPL | Lube Oil Generator |  | Perno hexagonal, AD-W0, 8,8 A3C, M 20, M 20 x 75 | Hexagon Bolt, AD-W0, 8.8 A3C, M 20, M 20 x 75 | 3542 | 23MB 303 | GT Piping | 16 | PCE | Germany |  | MBV90BR009 |  | Lube Oil Generator |  |  | 1015 | S-1015-0010-A-23-3542-01204305-N | 3200 | 1930 | 3.2 | 644 | 250 | 184 | SIK980000134232/6196 Unit 23 | 27582898 | 730890 | N | N
Polo | ROBA Piping Projects GmbH Obernburg | TPPL | Lube Oil Generator |  | Perno hexagonal, AD-W0, 8,8 A3C, M 20, M 20 x 80 | Hexagon Bolt, AD-W0, 8.8 A3C, M 20, M 20 x 80 | 3542 | 23MB 303 | GT Piping | 12 | PCE | Germany |  | MBV90BR009 |  | Lube Oil Generator |  |  | 1015 | S-1015-0010-A-23-3542-01204305-N | 3200 | 1930 | 2.4 | 644 | 250 | 184 | SIK980000134232/6196 Unit 23 | 27582897 | 730890 | N | N
Polo | ROBA Piping Projects GmbH Obernburg | TPPL | Lube Oil Generator |  | Perno hexagonal, AD-W0, 8 A3C, M 20 | Hexagon Nut, AD-W0, 8 A3C, M 20 | 3542 | 23MB 303 | GT Piping | 28 | PCE | Germany |  | MBV90BR009 |  | Lube Oil Generator |  |  | 1015 | S-1015-0010-A-23-3542-01204305-N | 3200 | 1930 | 2.8 | 644 | 250 | 184 | SIK980000134232/6196 Unit 23 | 27582896 | 730890 | N | N
Polo | ROBA Piping Projects GmbH Obernburg | TPPL | Lube Oil Generator |  | Arandela de retención, Forma A, Acero galvanizado, M 20, 21,4 x 30,7 x 3,2 mm | Locking Washer, Form A, Galvanized steel, M 20, 21,4 x 30,7 x 3,2 mm | 3542 | 23MB 303 | GT Piping | 56 | PR | Germany |  | MBV90BR009 |  | Lube Oil Generator |  |  | 1015 | S-1015-0010-A-23-3542-01204305-N | 3200 | 1930 | 5.6 | 644 | 250 | 184 | SIK980000134232/6196 Unit 23 | 27582819 | 730890 | N | N
Polo | ROBA Piping Projects GmbH Obernburg | TPPL | Lube Oil Generator |  | Junta tórica, Vitón (80 mm), DN 150, 170,0 x 3,55 | O-Ring, Viton (80 Shore), DN 150, 170,0 x 3,55 | 3542 | 23MB 303 | GT Piping | 2 | PCE | Germany |  | MBV90BR009 |  | Lube Oil Generator |  |  | 1015 | S-1015-0010-A-23-3542-01204305-N | 3200 | 1930 | 0.2 | 644 | 250 | 184 | SIK980000134232/6196 Unit 23 | 27582895 | 730890 | N | N
Polo | ROBA Piping Projects GmbH Obernburg | TPPL | Lube Oil Generator |  | Junta tórica, Vitón (80 mm), DN 200, 218,0 x 5,3 | O-Ring, Viton (80 Shore), DN 200, 218,0 x 5,3 | 3542 | 23MB 303 | GT Piping | 2 | PCE | Germany |  | MBV90BR009 |  | Lube Oil Generator |  |  | 1015 | S-1015-0010-A-23-3542-01204305-N | 3200 | 1930 | 0.2 | 644 | 250 | 184 | SIK980000134232/6196 Unit 23 | 27582894 | 730890 | N | N
Polo | ROBA Piping Projects GmbH Obernburg | TPPL | Lube Oil Generator |  | Perno hexagonal, AD-W0, 8,8 A3C, M 20, M 20 x 80 | Hexagon Bolt, AD-W0, 8.8 A3C, M 20, M 20 x 80 | 3542 | 23MB 303 | GT Piping | 8 | PCE | Germany |  | MBV90BR010 |  | Lube Oil Generator |  |  | 1015 | S-1015-0010-A-23-3542-01204305-N | 3200 | 1930 | 1.6 | 644 | 250 | 184 | SIK980000134232/6196 Unit 23 | 27582893 | 730890 | N | N
Polo | ROBA Piping Projects GmbH Obernburg | TPPL | Lube Oil Generator |  | Perno hexagonal, AD-W0, 8 A3C, M 20 | Hexagon Nut, AD-W0, 8 A3C, M 20 | 3542 | 23MB 303 | GT Piping | 8 | PCE | Germany |  | MBV90BR010 |  | Lube Oil Generator |  |  | 1015 | S-1015-0010-A-23-3542-01204305-N | 3200 | 1930 | 0.8 | 644 | 250 | 184 | SIK980000134232/6196 Unit 23 | 27582892 | 730890 | N | N
Polo | ROBA Piping Projects GmbH Obernburg | TPPL | Lube Oil Generator |  | Arandela de retención, Forma A, Acero galvanizado, M 20, 21,4 x 30,7 x 3,2 mm | Locking Washer, Form A, Galvanized steel, M 20, 21,4 x 30,7 x 3,2 mm | 3542 | 23MB 303 | GT Piping | 16 | PR | Germany |  | MBV90BR010 |  | Lube Oil Generator |  |  | 1015 | S-1015-0010-A-23-3542-01204305-N | 3200 | 1930 | 1.6 | 644 | 250 | 184 | SIK980000134232/6196 Unit 23 | 27582822 | 730890 | N | N
Polo | ROBA Piping Projects GmbH Obernburg | TPPL | Lube Oil Generator |  | Junta plana, PN 16, Forma IBC, Seleccionable azul, DN 150, 169 x 218 x 2,0 mm | Flat Gasket, PN 16, Form IBC, Selecta blue, DN 150, 169 x 218 x 2,0 mm | 3542 | 23MB 303 | GT Piping | 1 | PCE | Germany |  | MBV90BR010 |  | Lube Oil Generator |  |  | 1015 | S-1015-0010-A-23-3542-01204305-N | 3200 | 1930 | 0.1 | 644 | 250 | 184 | SIK980000134232/6196 Unit 23 | 27582891 | 730890 | N | N
Polo | ROBA Piping Projects GmbH Obernburg | TPPL | Lube Oil Generator |  | Junta de estanqueidad, Cobre, 1/2", 26 x 21 x 1,5 mm | Gasket Ring, Copper, 1/2", 26 x 21 x 1,5 mm | 3542 | 23MB 303 | GT Piping | 2 | PCE | Germany |  | MBV90BR010 |  | Lube Oil Generator |  |  | 1015 | S-1015-0010-A-23-3542-01204305-N | 3200 | 1930 | 0.2 | 644 | 250 | 184 | SIK980000134232/6196 Unit 23 | 27582890 | 730890 | N | N
Polo | ROBA Piping Projects GmbH Obernburg | TPPL | Lube Oil Generator |  | Perno hexagonal, AD-W0, 8,8 A3C, M 20, M 20 x 75 | Hexagon Bolt, AD-W0, 8.8 A3C, M 20, M 20 x 75 | 3542 | 23MB 303 | GT Piping | 16 | PCE | Germany |  | MBV90BR011 |  | Lube Oil Generator |  |  | 1015 | S-1015-0010-A-23-3542-01204305-N | 3200 | 1930 | 3.2 | 644 | 250 | 184 | SIK980000134232/6196 Unit 23 | 27582889 | 730890 | N | N
Polo | ROBA Piping Projects GmbH Obernburg | TPPL | Lube Oil Generator |  | Perno hexagonal, AD-W0, 8,8 A3C, M 20, M 20 x 80 | Hexagon Bolt, AD-W0, 8.8 A3C, M 20, M 20 x 80 | 3542 | 23MB 303 | GT Piping | 8 | PCE | Germany |  | MBV90BR011 |  | Lube Oil Generator |  |  | 1015 | S-1015-0010-A-23-3542-01204305-N | 3200 | 1930 | 1.6 | 644 | 250 | 184 | SIK980000134232/6196 Unit 23 | 27582888 | 730890 | N | N
Polo | ROBA Piping Projects GmbH Obernburg | TPPL | Lube Oil Generator |  | Perno hexagonal, AD-W0, 8 A3C, M 20 | Hexagon Nut, AD-W0, 8 A3C, M 20 | 3542 | 23MB 303 | GT Piping | 24 | PCE | Germany |  | MBV90BR011 |  | Lube Oil Generator |  |  | 1015 | S-1015-0010-A-23-3542-01204305-N | 3200 | 1930 | 2.4 | 644 | 250 | 184 | SIK980000134232/6196 Unit 23 | 27582887 | 730890 | N | N
Polo | ROBA Piping Projects GmbH Obernburg | TPPL | Lube Oil Generator |  | Arandela de retención, Forma A, Acero galvanizado, M 20, 21,4 x 30,7 x 3,2 mm | Locking Washer, Form A, Galvanized steel, M 20, 21,4 x 30,7 x 3,2 mm | 3542 | 23MB 303 | GT Piping | 48 | PR | Germany |  | MBV90BR011 |  | Lube Oil Generator |  |  | 1015 | S-1015-0010-A-23-3542-01204305-N | 3200 | 1930 | 4.8 | 644 | 250 | 184 | SIK980000134232/6196 Unit 23 | 27582821 | 730890 | N | N
Polo | ROBA Piping Projects GmbH Obernburg | TPPL | Lube Oil Generator |  | Junta plana, PN 16, Forma IBC, Seleccionable azul, DN 150, 169 x 218 x 2,0 mm | Flat Gasket, PN 16, Form IBC, Selecta blue, DN 150, 169 x 218 x 2,0 mm | 3542 | 23MB 303 | GT Piping | 1 | PCE | Germany |  | MBV90BR011 |  | Lube Oil Generator |  |  | 1015 | S-1015-0010-A-23-3542-01204305-N | 3200 | 1930 | 0.1 | 644 | 250 | 184 | SIK980000134232/6196 Unit 23 | 27582886 | 730890 | N | N
Polo | ROBA Piping Projects GmbH Obernburg | TPPL | Lube Oil Generator |  | Junta tórica, Vitón (80 mm), DN 150, 170,0 x 3,55 | O-Ring, Viton (80 Shore), DN 150, 170,0 x 3,55 | 3542 | 23MB 303 | GT Piping | 2 | PCE | Germany |  | MBV90BR011 |  | Lube Oil Generator |  |  | 1015 | S-1015-0010-A-23-3542-01204305-N | 3200 | 1930 | 0.2 | 644 | 250 | 184 | SIK980000134232/6196 Unit 23 | 27582885 | 730890 | N | N
Polo | ROBA Piping Projects GmbH Obernburg | TPPL | Lube Oil Generator |  | Junta de estanqueidad, Cobre, 1/2", 26 x 21 x 1,5 mm | Gasket Ring, Copper, 1/2", 26 x 21 x 1,5 mm | 3542 | 23MB 303 | GT Piping | 2 | PCE | Germany |  | MBV90BR011 |  | Lube Oil Generator |  |  | 1015 | S-1015-0010-A-23-3542-01204305-N | 3200 | 1930 | 0.2 | 644 | 250 | 184 | SIK980000134232/6196 Unit 23 | 27582884 | 730890 | N | N
Polo | ROBA Piping Projects GmbH Obernburg | TPPL | Lube Oil Generator |  | Perno hexagonal, AD-W0, 8,8 A3C, M 16, M 16 x 75 | Hexagon Bolt, AD-W0, 8.8 A3C, M 16, M 16 x 75 | 3542 | 23MB 303 | GT Piping | 1 | PCE | Germany |  | ASP |  | Lube Oil Generator |  |  | 1015 | S-1015-0010-A-23-3542-01204305-N | 3200 | 1930 | 0.2 | 644 | 250 | 184 | SIK980000134232/6196 Unit 23 | 27582883 | 730890 | N | N
Polo | ROBA Piping Projects GmbH Obernburg | TPPL | Lube Oil Generator |  | Perno hexagonal, AD-W0, 8,8 A3C, M 16, M 16 x 70 | Hexagon Bolt, AD-W0, 8.8 A3C, M 16, M 16 x 70 | 3542 | 23MB 303 | GT Piping | 4 | PCE | Germany |  | ASP |  | Lube Oil Generator |  |  | 1015 | S-1015-0010-A-23-3542-01204305-N | 3200 | 1930 | 0.8 | 644 | 250 | 184 | SIK980000134232/6196 Unit 23 | 27582882 | 730890 | N | N
Polo | ROBA Piping Projects GmbH Obernburg | TPPL | Lube Oil Generator |  | Perno hexagonal, AD-W0, 8,8 A3C, M 20, M 20 x 75 | Hexagon Bolt, AD-W0, 8.8 A3C, M 20, M 20 x 75 | 3542 | 23MB 303 | GT Piping | 4 | PCE | Germany |  | ASP |  | Lube Oil Generator |  |  | 1015 | S-1015-0010-A-23-3542-01204305-N | 3200 | 1930 | 0.8 | 644 | 250 | 184 | SIK980000134232/6196 Unit 23 | 27582881 | 730890 | N | N
Polo | ROBA Piping Projects GmbH Obernburg | TPPL | Lube Oil Generator |  | Perno hexagonal, AD-W0, 8,8 A3C, M 20, M 20 x 80 | Hexagon Bolt, AD-W0, 8.8 A3C, M 20, M 20 x 80 | 3542 | 23MB 303 | GT Piping | 3 | PCE | Germany |  | ASP |  | Lube Oil Generator |  |  | 1015 | S-1015-0010-A-23-3542-01204305-N | 3200 | 1930 | 0.6 | 644 | 250 | 184 | SIK980000134232/6196 Unit 23 | 27582880 | 730890 | N | N
Polo | ROBA Piping Projects GmbH Obernburg | TPPL | Lube Oil Generator |  | Perno hexagonal, AD-W0, 8 A3C, M 16 | Hexagon Nut, AD-W0, 8 A3C, M 16 | 3542 | 23MB 303 | GT Piping | 5 | PCE | Germany |  | ASP |  | Lube Oil Generator |  |  | 1015 | S-1015-0010-A-23-3542-01204305-N | 3200 | 1930 | 0.5 | 644 | 250 | 184 | SIK980000134232/6196 Unit 23 | 27582879 | 730890 | N | N
Polo | ROBA Piping Projects GmbH Obernburg | TPPL | Lube Oil Generator |  | Perno hexagonal, AD-W0, 8 A3C, M 20 | Hexagon Nut, AD-W0, 8 A3C, M 20 | 3542 | 23MB 303 | GT Piping | 6 | PCE | Germany |  | ASP |  | Lube Oil Generator |  |  | 1015 | S-1015-0010-A-23-3542-01204305-N | 3200 | 1930 | 0.6 | 644 | 250 | 184 | SIK980000134232/6196 Unit 23 | 27582878 | 730890 | N | N
Polo | ROBA Piping Projects GmbH Obernburg | TPPL | Lube Oil Generator |  | Arandela de retención, Forma A, Acero galvanizado, M 16, 17,0 x 25,4 x 3,2 mm | Locking Washer, Form A, Galvanized steel, M 16, 17,0 x 25,4 x 3,2 mm | 3542 | 23MB 303 | GT Piping | 10 | PR | Germany |  | ASP |  | Lube Oil Generator |  |  | 1015 | S-1015-0010-A-23-3542-01204305-N | 3200 | 1930 | 1 | 644 | 250 | 184 | SIK980000134232/6196 Unit 23 | 27582820 | 730890 | N | N
Polo | ROBA Piping Projects GmbH Obernburg | TPPL | Lube Oil Generator |  | Arandela de retención, Forma A, Acero galvanizado, M 20, 21,4 x 30,7 x 3,2 mm | Locking Washer, Form A, Galvanized steel, M 20, 21,4 x 30,7 x 3,2 mm | 3542 | 23MB 303 | GT Piping | 14 | PR | Germany |  | ASP |  | Lube Oil Generator |  |  | 1015 | S-1015-0010-A-23-3542-01204305-N | 3200 | 1930 | 1.4 | 644 | 250 | 184 | SIK980000134232/6196 Unit 23 | 27582823 | 730890 | N | N
Polo | ROBA Piping Projects GmbH Obernburg | TPPL | Lube Oil Generator |  | Junta plana, PN 16, Forma IBC, Seleccionable azul, DN 50, 61 x 107 x 2,0 mm | Flat Gasket, PN 16, Form IBC, Selecta blue, DN 50, 61 x 107 x 2,0 mm | 3542 | 23MB 303 | GT Piping | 2 | PCE | Germany |  | ASP |  | Lube Oil Generator |  |  | 1015 | S-1015-0010-A-23-3542-01204305-N | 3200 | 1930 | 0.2 | 644 | 250 | 184 | SIK980000134232/6196 Unit 23 | 27582877 | 730890 | N | N
Polo | ROBA Piping Projects GmbH Obernburg | TPPL | Lube Oil Generator |  | Junta plana, PN 16, Forma IBC, Seleccionable azul, DN 150, 169 x 218 x 2,0 mm | Flat Gasket, PN 16, Form IBC, Selecta blue, DN 150, 169 x 218 x 2,0 mm | 3542 | 23MB 303 | GT Piping | 2 | PCE | Germany |  | ASP |  | Lube Oil Generator |  |  | 1015 | S-1015-0010-A-23-3542-01204305-N | 3200 | 1930 | 0.2 | 644 | 250 | 184 | SIK980000134232/6196 Unit 23 | 27582876 | 730890 | N | N
Polo | ROBA Piping Projects GmbH Obernburg | TPPL | Lube Oil Generator |  | Junta tórica, Vitón (80 mm), DN 50, 63,0 x 3,55 | O-Ring, Viton (80 Shore), DN 50, 63,0 x 3,55 | 3542 | 23MB 303 | GT Piping | 9 | PCE | Germany |  | ASP |  | Lube Oil Generator |  |  | 1015 | S-1015-0010-A-23-3542-01204305-N | 3200 | 1930 | 0.9 | 644 | 250 | 184 | SIK980000134232/6196 Unit 23 | 27582875 | 730890 | N | N
Polo | ROBA Piping Projects GmbH Obernburg | TPPL | Lube Oil Generator |  | Junta tórica, Vitón (80 mm), DN 65, 80,0 x 3,55 | O-Ring, Viton (80 Shore), DN 65, 80,0 x 3,55 | 3542 | 23MB 303 | GT Piping | 1 | PCE | Germany |  | ASP |  | Lube Oil Generator |  |  | 1015 | S-1015-0010-A-23-3542-01204305-N | 3200 | 1930 | 0.1 | 644 | 250 | 184 | SIK980000134232/6196 Unit 23 | 27582874 | 730890 | N | N
Polo | ROBA Piping Projects GmbH Obernburg | TPPL | Lube Oil Generator |  | Junta tórica, Vitón (80 mm), DN 150, 170,0 x 3,55 | O-Ring, Viton (80 Shore), DN 150, 170,0 x 3,55 | 3542 | 23MB 303 | GT Piping | 4 | PCE | Germany |  | ASP |  | Lube Oil Generator |  |  | 1015 | S-1015-0010-A-23-3542-01204305-N | 3200 | 1930 | 0.4 | 644 | 250 | 184 | SIK980000134232/6196 Unit 23 | 27582873 | 730890 | N | N
Polo | ROBA Piping Projects GmbH Obernburg | TPPL | Lube Oil Generator |  | Junta tórica, Vitón (80 mm), DN 200, 218,0 x 5,3 | O-Ring, Viton (80 Shore), DN 200, 218,0 x 5,3 | 3542 | 23MB 303 | GT Piping | 2 | PCE | Germany |  | ASP |  | Lube Oil Generator |  |  | 1015 | S-1015-0010-A-23-3542-01204305-N | 3200 | 1930 | 0.2 | 644 | 250 | 184 | SIK980000134232/6196 Unit 23 | 27582872 | 730890 | N | N
Polo | ROBA Piping Projects GmbH Obernburg | TPPL | Lube Oil Generator |  | Junta de estanqueidad, Cobre, 1/2", 26 x 21 x 1,5 mm | Gasket Ring, Copper, 1/2", 26 x 21 x 1,5 mm | 3542 | 23MB 303 | GT Piping | 10 | PCE | Germany |  | ASP |  | Lube Oil Generator |  |  | 1015 | S-1015-0010-A-23-3542-01204305-N | 3200 | 1930 | 1 | 644 | 250 | 184 | SIK980000134232/6196 Unit 23 | 27582871 | 730890 | N | N
Polo | ROBA Piping Projects GmbH Obernburg | TPPL | Lube Oil Generator |  | Soporte de tubo | Pipe Support | 3542 | 23MB 303 | GT Piping | 1 | PCE | Germany |  | MBV26BQ504 |  | Lube Oil Generator |  |  | 1015 | S-1015-0010-A-23-3542-01204305-N | 3200 | 1930 | 25 | 644 | 250 | 184 | SIK980000134232/6196 Unit 23 | 27582870 | 730890 | N | N
Polo | ROBA Piping Projects GmbH Obernburg | TPPL | Lube Oil Generator |  | Soporte de tubo | Pipe Support | 3542 | 23MB 303 | GT Piping | 1 | PCE | Germany |  | MBV26BQ509 |  | Lube Oil Generator |  |  | 1015 | S-1015-0010-A-23-3542-01204305-N | 3200 | 1930 | 25 | 644 | 250 | 184 | SIK980000134232/6196 Unit 23 | 27582869 | 730890 | N | N
Polo | ROBA Piping Projects GmbH Obernburg | TPPL | Lube Oil Generator |  | Soporte de tubo | Pipe Support | 3542 | 23MB 303 | GT Piping | 1 | PCE | Germany |  | MBV26BQ511 |  | Lube Oil Generator |  |  | 1015 | S-1015-0010-A-23-3542-01204305-N | 3200 | 1930 | 25 | 644 | 250 | 184 | SIK980000134232/6196 Unit 23 | 27582868 | 730890 | N | N
Polo | ROBA Piping Projects GmbH Obernburg | TPPL | Lube Oil Generator |  | Soporte de tubo | Pipe Support | 3542 | 23MB 303 | GT Piping | 1 | PCE | Germany |  | MBV26BQ515 |  | Lube Oil Generator |  |  | 1015 | S-1015-0010-A-23-3542-01204305-N | 3200 | 1930 | 25 | 644 | 250 | 184 | SIK980000134232/6196 Unit 23 | 27582867 | 730890 | N | N
Polo | ROBA Piping Projects GmbH Obernburg | TPPL | Lube Oil Generator |  | Soporte de tubo | Pipe Support | 3542 | 23MB 303 | GT Piping | 1 | PCE | Germany |  | MBV31BQ501 |  | Lube Oil Generator |  |  | 1015 | S-1015-0010-A-23-3542-01204305-N | 3200 | 1930 | 25 | 644 | 250 | 184 | SIK980000134232/6196 Unit 23 | 27582866 | 730890 | N | N
Polo | ROBA Piping Projects GmbH Obernburg | TPPL | Lube Oil Generator |  | Soporte de tubo | Pipe Support | 3542 | 23MB 303 | GT Piping | 1 | PCE | Germany |  | MBV31BQ503 |  | Lube Oil Generator |  |  | 1015 | S-1015-0010-A-23-3542-01204305-N | 3200 | 1930 | 25 | 644 | 250 | 184 | SIK980000134232/6196 Unit 23 | 27582865 | 730890 | N | N
Polo | ROBA Piping Projects GmbH Obernburg | TPPL | Lube Oil Generator |  | Soporte de tubo | Pipe Support | 3542 | 23MB 303 | GT Piping | 1 | PCE | Germany |  | MBV31BQ504 |  | Lube Oil Generator |  |  | 1015 | S-1015-0010-A-23-3542-01204305-N | 3200 | 1930 | 25 | 644 | 250 | 184 | SIK980000134232/6196 Unit 23 | 27582864 | 730890 | N | N
Polo | ROBA Piping Projects GmbH Obernburg | TPPL | Lube Oil Generator |  | Soporte de tubo | Pipe Support | 3542 | 23MB 303 | GT Piping | 1 | PCE | Germany |  | MBV31BQ506 |  | Lube Oil Generator |  |  | 1015 | S-1015-0010-A-23-3542-01204305-N | 3200 | 1930 | 25 | 644 | 250 | 184 | SIK980000134232/6196 Unit 23 | 27582863 | 730890 | N | N
Polo | ROBA Piping Projects GmbH Obernburg | TPPL | Lube Oil Generator |  | Soporte de tubo | Pipe Support | 3542 | 23MB 303 | GT Piping | 1 | PCE | Germany |  | MBV31BQ508 |  | Lube Oil Generator |  |  | 1015 | S-1015-0010-A-23-3542-01204305-N | 3200 | 1930 | 25 | 644 | 250 | 184 | SIK980000134232/6196 Unit 23 | 27582862 | 730890 | N | N
Polo | ROBA Piping Projects GmbH Obernburg | TPPL | Lube Oil Generator |  | Soporte de tubo | Pipe Support | 3542 | 23MB 303 | GT Piping | 1 | PCE | Germany |  | MBV31BQ510 |  | Lube Oil Generator |  |  | 1015 | S-1015-0010-A-23-3542-01204305-N | 3200 | 1930 | 25 | 644 | 250 | 184 | SIK980000134232/6196 Unit 23 | 27582861 | 730890 | N | N
Polo | ROBA Piping Projects GmbH Obernburg | TPPL | Lube Oil Generator |  | Soporte de tubo | Pipe Support | 3542 | 23MB 303 | GT Piping | 1 | PCE | Germany |  | MBV31BQ511 |  | Lube Oil Generator |  |  | 1015 | S-1015-0010-A-23-3542-01204305-N | 3200 | 1930 | 25 | 644 | 250 | 184 | SIK980000134232/6196 Unit 23 | 27582860 | 730890 | N | N
Polo | ROBA Piping Projects GmbH Obernburg | TPPL | Lube Oil Generator |  | Soporte de tubo | Pipe Support | 3542 | 23MB 303 | GT Piping | 1 | PCE | Germany |  | MBV31BQ512 |  | Lube Oil Generator |  |  | 1015 | S-1015-0010-A-23-3542-01204305-N | 3200 | 1930 | 25 | 644 | 250 | 184 | SIK980000134232/6196 Unit 23 | 27582859 | 730890 | N | N
Polo | ROBA Piping Projects GmbH Obernburg | TPPL | Lube Oil Generator |  | Soporte de tubo | Pipe Support | 3542 | 23MB 303 | GT Piping | 1 | PCE | Germany |  | MBV31BQ514 |  | Lube Oil Generator |  |  | 1015 | S-1015-0010-A-23-3542-01204305-N | 3200 | 1930 | 25 | 644 | 250 | 184 | SIK980000134232/6196 Unit 23 | 27582858 | 730890 | N | N
Polo | ROBA Piping Projects GmbH Obernburg | TPPL | Lube Oil Generator |  | Soporte de tubo | Pipe Support | 3542 | 23MB 303 | GT Piping | 1 | PCE | Germany |  | MBV31BQ515 |  | Lube Oil Generator |  |  | 1015 | S-1015-0010-A-23-3542-01204305-N | 3200 | 1930 | 25 | 644 | 250 | 184 | SIK980000134232/6196 Unit 23 | 27582857 | 730890 | N | N
Polo | ROBA Piping Projects GmbH Obernburg | TPPL | Lube Oil Generator |  | Soporte de tubo | Pipe Support | 3542 | 23MB 303 | GT Piping | 1 | PCE | Germany |  | MBV31BQ517 |  | Lube Oil Generator |  |  | 1015 | S-1015-0010-A-23-3542-01204305-N | 3200 | 1930 | 25 | 644 | 250 | 184 | SIK980000134232/6196 Unit 23 | 27582856 | 730890 | N | N
Polo | ROBA Piping Projects GmbH Obernburg | TPPL | Lube Oil Generator |  | Soporte de tubo | Pipe Support | 3542 | 23MB 303 | GT Piping | 1 | PCE | Germany |  | MBV31BQ518 |  | Lube Oil Generator |  |  | 1015 | S-1015-0010-A-23-3542-01204305-N | 3200 | 1930 | 25 | 644 | 250 | 184 | SIK980000134232/6196 Unit 23 | 27582855 | 730890 | N | N
Polo | ROBA Piping Projects GmbH Obernburg | TPPL | Lube Oil Generator |  | Soporte de tubo | Pipe Support | 3542 | 23MB 303 | GT Piping | 1 | PCE | Germany |  | MBV31BQ520 |  | Lube Oil Generator |  |  | 1015 | S-1015-0010-A-23-3542-01204305-N | 3200 | 1930 | 25 | 644 | 250 | 184 | SIK980000134232/6196 Unit 23 | 27582854 | 730890 | N | N
Polo | ROBA Piping Projects GmbH Obernburg | TPPL | Lube Oil Generator |  | Soporte de tubo | Pipe Support | 3542 | 23MB 303 | GT Piping | 1 | PCE | Germany |  | MBV31BQ521 |  | Lube Oil Generator |  |  | 1015 | S-1015-0010-A-23-3542-01204305-N | 3200 | 1930 | 25 | 644 | 250 | 184 | SIK980000134232/6196 Unit 23 | 27582853 | 730890 | N | N
Polo | ROBA Piping Projects GmbH Obernburg | TPPL | Lube Oil Generator |  | Soporte de tubo | Pipe Support | 3542 | 23MB 303 | GT Piping | 1 | PCE | Germany |  | MBV31BQ522 |  | Lube Oil Generator |  |  | 1015 | S-1015-0010-A-23-3542-01204305-N | 3200 | 1930 | 25 | 644 | 250 | 184 | SIK980000134232/6196 Unit 23 | 27582852 | 730890 | N | N
Polo | ROBA Piping Projects GmbH Obernburg | TPPL | Lube Oil Generator |  | Soporte de tubo | Pipe Support | 3542 | 23MB 303 | GT Piping | 1 | PCE | Germany |  | MBV31BQ523 |  | Lube Oil Generator |  |  | 1015 | S-1015-0010-A-23-3542-01204305-N | 3200 | 1930 | 25 | 644 | 250 | 184 | SIK980000134232/6196 Unit 23 | 27582851 | 730890 | N | N
Polo | ROBA Piping Projects GmbH Obernburg | TPPL | Lube Oil Generator |  | Soporte de tubo | Pipe Support | 3542 | 23MB 303 | GT Piping | 1 | PCE | Germany |  | MBV31BQ526 |  | Lube Oil Generator |  |  | 1015 | S-1015-0010-A-23-3542-01204305-N | 3200 | 1930 | 25 | 644 | 250 | 184 | SIK980000134232/6196 Unit 23 | 27582850 | 730890 | N | N
Polo | ROBA Piping Projects GmbH Obernburg | TPPL | Lube Oil Generator |  | Soporte de tubo | Pipe Support | 3542 | 23MB 303 | GT Piping | 1 | PCE | Germany |  | MBV31BQ527 |  | Lube Oil Generator |  |  | 1015 | S-1015-0010-A-23-3542-01204305-N | 3200 | 1930 | 25 | 644 | 250 | 184 | SIK980000134232/6196 Unit 23 | 27582849 | 730890 | N | N
Polo | ROBA Piping Projects GmbH Obernburg | TPPL | Lube Oil Generator |  | Soporte de tubo | Pipe Support | 3542 | 23MB 303 | GT Piping | 1 | PCE | Germany |  | MBV31BQ528 |  | Lube Oil Generator |  |  | 1015 | S-1015-0010-A-23-3542-01204305-N | 3200 | 1930 | 25 | 644 | 250 | 184 | SIK980000134232/6196 Unit 23 | 27582848 | 730890 | N | N
Polo | ROBA Piping Projects GmbH Obernburg | TPPL | Lube Oil Generator |  | Soporte de tubo | Pipe Support | 3542 | 23MB 303 | GT Piping | 1 | PCE | Germany |  | MBV31BQ529 |  | Lube Oil Generator |  |  | 1015 | S-1015-0010-A-23-3542-01204305-N | 3200 | 1930 | 25 | 644 | 250 | 184 | SIK980000134232/6196 Unit 23 | 27582847 | 730890 | N | N
Polo | ROBA Piping Projects GmbH Obernburg | TPPL | Lube Oil Generator |  | Soporte de tubo | Pipe Support | 3542 | 23MB 303 | GT Piping | 1 | PCE | Germany |  | MBV31BQ530 |  | Lube Oil Generator |  |  | 1015 | S-1015-0010-A-23-3542-01204305-N | 3200 | 1930 | 25 | 644 | 250 | 184 | SIK980000134232/6196 Unit 23 | 27582846 | 730890 | N | N
Polo | ROBA Piping Projects GmbH Obernburg | TPPL | Lube Oil Generator |  | Soporte de tubo | Pipe Support | 3542 | 23MB 303 | GT Piping | 1 | PCE | Germany |  | MBV31BQ531 |  | Lube Oil Generator |  |  | 1015 | S-1015-0010-A-23-3542-01204305-N | 3200 | 1930 | 25 | 644 | 250 | 184 | SIK980000134232/6196 Unit 23 | 27582845 | 730890 | N | N
Polo | ROBA Piping Projects GmbH Obernburg | TPPL | Lube Oil Generator |  | Soporte de tubo | Pipe Support | 3542 | 23MB 303 | GT Piping | 1 | PCE | Germany |  | MBV31BQ532 |  | Lube Oil Generator |  |  | 1015 | S-1015-0010-A-23-3542-01204305-N | 3200 | 1930 | 25 | 644 | 250 | 184 | SIK980000134232/6196 Unit 23 | 27582844 | 730890 | N | N
Polo | ROBA Piping Projects GmbH Obernburg | TPPL | Lube Oil Generator |  | Soporte de tubo | Pipe Support | 3542 | 23MB 303 | GT Piping | 1 | PCE | Germany |  | MBV31BQ533 |  | Lube Oil Generator |  |  | 1015 | S-1015-0010-A-23-3542-01204305-N | 3200 | 1930 | 25 | 644 | 250 | 184 | SIK980000134232/6196 Unit 23 | 27582843 | 730890 | N | N
Polo | ROBA Piping Projects GmbH Obernburg | TPPL | Lube Oil Generator |  | Soporte de tubo | Pipe Support | 3542 | 23MB 303 | GT Piping | 1 | PCE | Germany |  | MBV31BQ534 |  | Lube Oil Generator |  |  | 1015 | S-1015-0010-A-23-3542-01204305-N | 3200 | 1930 | 25 | 644 | 250 | 184 | SIK980000134232/6196 Unit 23 | 27582842 | 730890 | N | N
Polo | ROBA Piping Projects GmbH Obernburg | TPPL | Lube Oil Generator |  | Soporte de tubo | Pipe Support | 3542 | 23MB 303 | GT Piping | 1 | PCE | Germany |  | MBV31BQ535 |  | Lube Oil Generator |  |  | 1015 | S-1015-0010-A-23-3542-01204305-N | 3200 | 1930 | 25 | 644 | 250 | 184 | SIK980000134232/6196 Unit 23 | 27582841 | 730890 | N | N
Polo | ROBA Piping Projects GmbH Obernburg | TPPL | Lube Oil Generator |  | Soporte de tubo | Pipe Support | 3542 | 23MB 303 | GT Piping | 1 | PCE | Germany |  | MBV31BQ540 |  | Lube Oil Generator |  |  | 1015 | S-1015-0010-A-23-3542-01204305-N | 3200 | 1930 | 25 | 644 | 250 | 184 | SIK980000134232/6196 Unit 23 | 27582840 | 730890 | N | N
Polo | ROBA Piping Projects GmbH Obernburg | TPPL | Lube Oil Generator |  | Soporte de tubo | Pipe Support | 3542 | 23MB 303 | GT Piping | 1 | PCE | Germany |  | MBV31BQ542 |  | Lube Oil Generator |  |  | 1015 | S-1015-0010-A-23-3542-01204305-N | 3200 | 1930 | 25 | 644 | 250 | 184 | SIK980000134232/6196 Unit 23 | 27582839 | 730890 | N | N
Polo | ROBA Piping Projects GmbH Obernburg | TPPL | Lube Oil Generator |  | Soporte de tubo | Pipe Support | 3542 | 23MB 303 | GT Piping | 1 | PCE | Germany |  | MBV31BQ544 |  | Lube Oil Generator |  |  | 1015 | S-1015-0010-A-23-3542-01204305-N | 3200 | 1930 | 25 | 644 | 250 | 184 | SIK980000134232/6196 Unit 23 | 27582838 | 730890 | N | N
Polo | ROBA Piping Projects GmbH Obernburg | TPPL | Lube Oil Generator |  | Soporte de tubo | Pipe Support | 3542 | 23MB 303 | GT Piping | 1 | PCE | Germany |  | MBV31BQ545 |  | Lube Oil Generator |  |  | 1015 | S-1015-0010-A-23-3542-01204305-N | 3200 | 1930 | 25 | 644 | 250 | 184 | SIK980000134232/6196 Unit 23 | 27582837 | 730890 | N | N
Polo | ROBA Piping Projects GmbH Obernburg | TPPL | Lube Oil Generator |  | Soporte de tubo | Pipe Support | 3542 | 23MB 303 | GT Piping | 1 | PCE | Germany |  | MBV31BQ546 |  | Lube Oil Generator |  |  | 1015 | S-1015-0010-A-23-3542-01204305-N | 3200 | 1930 | 25 | 644 | 250 | 184 | SIK980000134232/6196 Unit 23 | 27582836 | 730890 | N | N
Polo | ROBA Piping Projects GmbH Obernburg | TPPL | Lube Oil Generator |  | Soporte de tubo | Pipe Support | 3542 | 23MB 303 | GT Piping | 1 | PCE | Germany |  | MBV31BQ547 |  | Lube Oil Generator |  |  | 1015 | S-1015-0010-A-23-3542-01204305-N | 3200 | 1930 | 25 | 644 | 250 | 184 | SIK980000134232/6196 Unit 23 | 27582835 | 730890 | N | N
Polo | ROBA Piping Projects GmbH Obernburg | TPPL | Lube Oil Generator |  | Soporte de tubo | Pipe Support | 3542 | 23MB 303 | GT Piping | 1 | PCE | Germany |  | MBV31BQ548 |  | Lube Oil Generator |  |  | 1015 | S-1015-0010-A-23-3542-01204305-N | 3200 | 1930 | 25 | 644 | 250 | 184 | SIK980000134232/6196 Unit 23 | 27582834 | 730890 | N | N
Polo | ROBA Piping Projects GmbH Obernburg | TPPL | Lube Oil Generator |  | Soporte de tubo | Pipe Support | 3542 | 23MB 303 | GT Piping | 1 | PCE | Germany |  | MBV31BQ549 |  | Lube Oil Generator |  |  | 1015 | S-1015-0010-A-23-3542-01204305-N | 3200 | 1930 | 25 | 644 | 250 | 184 | SIK980000134232/6196 Unit 23 | 27582833 | 730890 | N | N
Polo | ROBA Piping Projects GmbH Obernburg | TPPL | Lube Oil Generator |  | Soporte de tubo | Pipe Support | 3542 | 23MB 303 | GT Piping | 1 | PCE | Germany |  | MBV31BQ550 |  | Lube Oil Generator |  |  | 1015 | S-1015-0010-A-23-3542-01204305-N | 3200 | 1930 | 25 | 644 | 250 | 184 | SIK980000134232/6196 Unit 23 | 27582832 | 730890 | N | N
Polo | ROBA Piping Projects GmbH Obernburg | TPPL | Lube Oil Generator |  | Soporte de tubo | Pipe Support | 3542 | 23MB 303 | GT Piping | 1 | PCE | Germany |  | MBV90BQ111 |  | Lube Oil Generator |  |  | 1015 | S-1015-0010-A-23-3542-01204305-N | 3200 | 1930 | 25 | 644 | 250 | 184 | SIK980000134232/6196 Unit 23 | 27582831 | 730890 | N | N
Polo | ROBA Piping Projects GmbH Obernburg | TPPL | Lube Oil Generator |  | Soporte de tubo | Pipe Support | 3542 | 23MB 303 | GT Piping | 1 | PCE | Germany |  | MBV90BQ112 |  | Lube Oil Generator |  |  | 1015 | S-1015-0010-A-23-3542-01204305-N | 3200 | 1930 | 25 | 644 | 250 | 184 | SIK980000134232/6196 Unit 23 | 27582830 | 730890 | N | N
Polo | ROBA Piping Projects GmbH Obernburg | TPPL | Lube Oil Generator |  | Soporte de tubo | Pipe Support | 3542 | 23MB 303 | GT Piping | 1 | PCE | Germany |  | MBV90BQ113 |  | Lube Oil Generator |  |  | 1015 | S-1015-0010-A-23-3542-01204305-N | 3200 | 1930 | 25 | 644 | 250 | 184 | SIK980000134232/6196 Unit 23 | 27582829 | 730890 | N | N
Polo | ROBA Piping Projects GmbH Obernburg | TPPL | Lube Oil Generator |  | Soporte de tubo | Pipe Support | 3542 | 23MB 303 | GT Piping | 1 | PCE | Germany |  | MBV90BQ114 |  | Lube Oil Generator |  |  | 1015 | S-1015-0010-A-23-3542-01204305-N | 3200 | 1930 | 25 | 644 | 250 | 184 | SIK980000134232/6196 Unit 23 | 27582828 | 730890 | N | N
Polo | ROBA Piping Projects GmbH Obernburg | TPPL | Lube Oil Generator |  | Soporte de tubo | Pipe Support | 3542 | 23MB 303 | GT Piping | 1 | PCE | Germany |  | MBV90BQ115 |  | Lube Oil Generator |  |  | 1015 | S-1015-0010-A-23-3542-01204305-N | 3200 | 1930 | 25 | 644 | 250 | 184 | SIK980000134232/6196 Unit 23 | 27582827 | 730890 | N | N
Polo | ROBA Piping Projects GmbH Obernburg | TPPL | HCO Piping |  | CARRETE DE TUBERÍA PREFABRICADO DN 8, P 235 GH TC2 | PREFABRICATED PIPE SPOOL DN 8, P 235 GH TC2 | 3542 | 23MB 303 | GT Piping | 1 | PCE | Germany |  | MBA50BR001 1/2 |  | HCO |  |  | 1015 | S-1015-0011-A-23-3542-01204305-N | 638 | 100 | 2.5 | 493 | 198 | 117 | SIK980000134232/6196 Unit 23 | 27582983 | 730890 | N | N
Polo | ROBA Piping Projects GmbH Obernburg | TPPL | HCO Piping |  | CARRETE DE TUBERÍA PREFABRICADO DN 8, P 235 GH TC2 | PREFABRICATED PIPE SPOOL DN 8, P 235 GH TC2 | 3542 | 23MB 303 | GT Piping | 1 | PCE | Germany |  | MBA50BR001 1/2 |  | HCO |  |  | 1015 | S-1015-0011-A-23-3542-01204305-N | 638 | 100 | 2.5 | 493 | 198 | 117 | SIK980000134232/6196 Unit 23 | 27582939 | 730890 | N | N
Polo | ROBA Piping Projects GmbH Obernburg | TPPL | HCO Piping |  | CARRETE DE TUBERÍA PREFABRICADO DN 8, P 235 GH TC2 | PREFABRICATED PIPE SPOOL DN 8, P 235 GH TC2 | 3542 | 23MB 303 | GT Piping | 1 | PCE | Germany |  | MBA50BR001 2/2 |  | HCO |  |  | 1015 | S-1015-0011-A-23-3542-01204305-N | 638 | 100 | 2.5 | 493 | 198 | 117 | SIK980000134232/6196 Unit 23 | 27582981 | 730890 | N | N
Polo | ROBA Piping Projects GmbH Obernburg | TPPL | HCO Piping |  | CARRETE DE TUBERÍA PREFABRICADO DN 8, P 235 GH TC2 | PREFABRICATED PIPE SPOOL DN 8, P 235 GH TC2 | 3542 | 23MB 303 | GT Piping | 1 | PCE | Germany |  | MBA50BR001 2/2 |  | HCO |  |  | 1015 | S-1015-0011-A-23-3542-01204305-N | 638 | 100 | 2.5 | 493 | 198 | 117 | SIK980000134232/6196 Unit 23 | 27582980 | 730890 | N | N
Polo | ROBA Piping Projects GmbH Obernburg | TPPL | HCO Piping |  | CARRETE DE TUBERÍA PREFABRICADO DN 8, P 235 GH TC2 | PREFABRICATED PIPE SPOOL DN 8, P 235 GH TC2 | 3542 | 23MB 303 | GT Piping | 1 | PCE | Germany |  | MBA50BR001 2/2 |  | HCO |  |  | 1015 | S-1015-0011-A-23-3542-01204305-N | 638 | 100 | 2.5 | 493 | 198 | 117 | SIK980000134232/6196 Unit 23 | 27582979 | 730890 | N | N
Polo | ROBA Piping Projects GmbH Obernburg | TPPL | HCO Piping |  | CARRETE DE TUBERÍA PREFABRICADO DN 8, P 235 GH TC2 | PREFABRICATED PIPE SPOOL DN 8, P 235 GH TC2 | 3542 | 23MB 303 | GT Piping | 1 | PCE | Germany |  | MBA50BR002 1/2 |  | HCO |  |  | 1015 | S-1015-0011-A-23-3542-01204305-N | 638 | 100 | 2.5 | 493 | 198 | 117 | SIK980000134232/6196 Unit 23 | 27582978 | 730890 | N | N
Polo | ROBA Piping Projects GmbH Obernburg | TPPL | HCO Piping |  | CARRETE DE TUBERÍA PREFABRICADO DN 8, P 235 GH TC2 | PREFABRICATED PIPE SPOOL DN 8, P 235 GH TC2 | 3542 | 23MB 303 | GT Piping | 1 | PCE | Germany |  | MBA50BR002 1/2 |  | HCO |  |  | 1015 | S-1015-0011-A-23-3542-01204305-N | 638 | 100 | 2.5 | 493 | 198 | 117 | SIK980000134232/6196 Unit 23 | 27582977 | 730890 | N | N
Polo | ROBA Piping Projects GmbH Obernburg | TPPL | HCO Piping |  | CARRETE DE TUBERÍA PREFABRICADO DN 8, P 235 GH TC2 | PREFABRICATED PIPE SPOOL DN 8, P 235 GH TC2 | 3542 | 23MB 303 | GT Piping | 1 | PCE | Germany |  | MBA50BR002 1/2 |  | HCO |  |  | 1015 | S-1015-0011-A-23-3542-01204305-N | 638 | 100 | 2.5 | 493 | 198 | 117 | SIK980000134232/6196 Unit 23 | 27582976 | 730890 | N | N
Polo | ROBA Piping Projects GmbH Obernburg | TPPL | HCO Piping |  | CARRETE DE TUBERÍA PREFABRICADO DN 8, P 235 GH TC2 | PREFABRICATED PIPE SPOOL DN 8, P 235 GH TC2 | 3542 | 23MB 303 | GT Piping | 1 | PCE | Germany |  | MBA50BR002 2/2 |  | HCO |  |  | 1015 | S-1015-0011-A-23-3542-01204305-N | 638 | 100 | 2.5 | 493 | 198 | 117 | SIK980000134232/6196 Unit 23 | 27582975 | 730890 | N | N
Polo | ROBA Piping Projects GmbH Obernburg | TPPL | HCO Piping |  | CARRETE DE TUBERÍA PREFABRICADO DN 8, P 235 GH TC2 | PREFABRICATED PIPE SPOOL DN 8, P 235 GH TC2 | 3542 | 23MB 303 | GT Piping | 1 | PCE | Germany |  | MBA50BR002 2/2 |  | HCO |  |  | 1015 | S-1015-0011-A-23-3542-01204305-N | 638 | 100 | 2.5 | 493 | 198 | 117 | SIK980000134232/6196 Unit 23 | 27582974 | 730890 | N | N
Polo | ROBA Piping Projects GmbH Obernburg | TPPL | HCO Piping |  | CARRETE DE TUBERÍA PREFABRICADO DN 8, P 235 GH TC2 | PREFABRICATED PIPE SPOOL DN 8, P 235 GH TC2 | 3542 | 23MB 303 | GT Piping | 1 | PCE | Germany |  | MBA50BR003 |  | HCO |  |  | 1015 | S-1015-0011-A-23-3542-01204305-N | 638 | 100 | 2.5 | 493 | 198 | 117 | SIK980000134232/6196 Unit 23 | 27582973 | 730890 | N | N
Polo | ROBA Piping Projects GmbH Obernburg | TPPL | HCO Piping |  | CARRETE DE TUBERÍA PREFABRICADO DN 8, P 235 GH TC2 | PREFABRICATED PIPE SPOOL DN 8, P 235 GH TC2 | 3542 | 23MB 303 | GT Piping | 1 | PCE | Germany |  | MBA50BR003 |  | HCO |  |  | 1015 | S-1015-0011-A-23-3542-01204305-N | 638 | 100 | 2.5 | 493 | 198 | 117 | SIK980000134232/6196 Unit 23 | 27582972 | 730890 | N | N
Polo | ROBA Piping Projects GmbH Obernburg | TPPL | HCO Piping |  | CARRETE DE TUBERÍA PREFABRICADO DN 8, P 235 GH TC2 | PREFABRICATED PIPE SPOOL DN 8, P 235 GH TC2 | 3542 | 23MB 303 | GT Piping | 1 | PCE | Germany |  | MBA50BR003 |  | HCO |  |  | 1015 | S-1015-0011-A-23-3542-01204305-N | 638 | 100 | 2.5 | 493 | 198 | 117 | SIK980000134232/6196 Unit 23 | 27582971 | 730890 | N | N
Polo | ROBA Piping Projects GmbH Obernburg | TPPL | HCO Piping |  | CARRETE DE TUBERÍA PREFABRICADO DN 8, P 235 GH TC2 | PREFABRICATED PIPE SPOOL DN 8, P 235 GH TC2 | 3542 | 23MB 303 | GT Piping | 1 | PCE | Germany |  | MBA50BR003 |  | HCO |  |  | 1015 | S-1015-0011-A-23-3542-01204305-N | 638 | 100 | 2.5 | 493 | 198 | 117 | SIK980000134232/6196 Unit 23 | 27582970 | 730890 | N | N
Polo | ROBA Piping Projects GmbH Obernburg | TPPL | HCO Piping |  | CARRETE DE TUBERÍA PREFABRICADO DN 8, P 235 GH TC2 | PREFABRICATED PIPE SPOOL DN 8, P 235 GH TC2 | 3542 | 23MB 303 | GT Piping | 1 | PCE | Germany |  | MBA50BR003 |  | HCO |  |  | 1015 | S-1015-0011-A-23-3542-01204305-N | 638 | 100 | 2.5 | 493 | 198 | 117 | SIK980000134232/6196 Unit 23 | 27582969 | 730890 | N | N
Polo | ROBA Piping Projects GmbH Obernburg | TPPL | HCO Piping |  | CARRETE DE TUBERÍA PREFABRICADO DN 8, P 235 GH TC2 | PREFABRICATED PIPE SPOOL DN 8, P 235 GH TC2 | 3542 | 23MB 303 | GT Piping | 1 | PCE | Germany |  | MBA50BR004 1/2 |  | HCO |  |  | 1015 | S-1015-0011-A-23-3542-01204305-N | 638 | 100 | 2.5 | 493 | 198 | 117 | SIK980000134232/6196 Unit 23 | 27582968 | 730890 | N | N
Polo | ROBA Piping Projects GmbH Obernburg | TPPL | HCO Piping |  | CARRETE DE TUBERÍA PREFABRICADO DN 8, P 235 GH TC2 | PREFABRICATED PIPE SPOOL DN 8, P 235 GH TC2 | 3542 | 23MB 303 | GT Piping | 1 | PCE | Germany |  | MBA50BR004 1/2 |  | HCO |  |  | 1015 | S-1015-0011-A-23-3542-01204305-N | 638 | 100 | 2.5 | 493 | 198 | 117 | SIK980000134232/6196 Unit 23 | 27582967 | 730890 | N | N
Polo | ROBA Piping Projects GmbH Obernburg | TPPL | HCO Piping |  | CARRETE DE TUBERÍA PREFABRICADO DN 8, P 235 GH TC2 | PREFABRICATED PIPE SPOOL DN 8, P 235 GH TC2 | 3542 | 23MB 303 | GT Piping | 1 | PCE | Germany |  | MBA50BR004 2/2 |  | HCO |  |  | 1015 | S-1015-0011-A-23-3542-01204305-N | 638 | 100 | 2.5 | 493 | 198 | 117 | SIK980000134232/6196 Unit 23 | 27582966 | 730890 | N | N
Polo | ROBA Piping Projects GmbH Obernburg | TPPL | HCO Piping |  | CARRETE DE TUBERÍA PREFABRICADO DN 8, P 235 GH TC2 | PREFABRICATED PIPE SPOOL DN 8, P 235 GH TC2 | 3542 | 23MB 303 | GT Piping | 1 | PCE | Germany |  | MBA50BR004 2/2 |  | HCO |  |  | 1015 | S-1015-0011-A-23-3542-01204305-N | 638 | 100 | 2.5 | 493 | 198 | 117 | SIK980000134232/6196 Unit 23 | 27582965 | 730890 | N | N
Polo | ROBA Piping Projects GmbH Obernburg | TPPL | HCO Piping |  | CARRETE DE TUBERÍA PREFABRICADO DN 8, P 235 GH TC2 | PREFABRICATED PIPE SPOOL DN 8, P 235 GH TC2 | 3542 | 23MB 303 | GT Piping | 1 | PCE | Germany |  | MBA50BR004 2/2 |  | HCO |  |  | 1015 | S-1015-0011-A-23-3542-01204305-N | 638 | 100 | 2.5 | 493 | 198 | 117 | SIK980000134232/6196 Unit 23 | 27582964 | 730890 | N | N
Polo | ROBA Piping Projects GmbH Obernburg | TPPL | HCO Piping |  | Junta de estanqueidad, Cobre, 1/2", 26 x 21 x 1,5 mm | Gasket Ring, Copper, 1/2", 26 x 21 x 1,5 mm | 3542 | 23MB 303 | GT Piping | 1 | PCE | Germany |  | MBA50BR001 2/2 |  | HCO |  |  | 1015 | S-1015-0011-A-23-3542-01204305-N | 638 | 100 | 0.1 | 493 | 198 | 117 | SIK980000134232/6196 Unit 23 | 27582963 | 730890 | N | N
Polo | ROBA Piping Projects GmbH Obernburg | TPPL | HCO Piping |  | Junta de estanqueidad, Cobre, 1/2", 26 x 21 x 1,5 mm | Gasket Ring, Copper, 1/2", 26 x 21 x 1,5 mm | 3542 | 23MB 303 | GT Piping | 1 | PCE | Germany |  | MBA50BR002 2/2 |  | HCO |  |  | 1015 | S-1015-0011-A-23-3542-01204305-N | 638 | 100 | 0.1 | 493 | 198 | 117 | SIK980000134232/6196 Unit 23 | 27582962 | 730890 | N | N
Polo | ROBA Piping Projects GmbH Obernburg | TPPL | HCO Piping |  | Junta de estanqueidad, Cobre, 1/2", 26 x 21 x 1,5 mm | Gasket Ring, Copper, 1/2", 26 x 21 x 1,5 mm | 3542 | 23MB 303 | GT Piping | 1 | PCE | Germany |  | MBA50BR003 |  | HCO |  |  | 1015 | S-1015-0011-A-23-3542-01204305-N | 638 | 100 | 0.1 | 493 | 198 | 117 | SIK980000134232/6196 Unit 23 | 27582961 | 730890 | N | N
Polo | ROBA Piping Projects GmbH Obernburg | TPPL | HCO Piping |  | Junta de estanqueidad, Cobre, 1/2", 26 x 21 x 1,5 mm | Gasket Ring, Copper, 1/2", 26 x 21 x 1,5 mm | 3542 | 23MB 303 | GT Piping | 1 | PCE | Germany |  | MBA50BR004 2/2 |  | HCO |  |  | 1015 | S-1015-0011-A-23-3542-01204305-N | 638 | 100 | 0.1 | 493 | 198 | 117 | SIK980000134232/6196 Unit 23 | 27582960 | 730890 | N | N
Polo | ROBA Piping Projects GmbH Obernburg | TPPL | HCO Piping |  | Junta de estanqueidad, Cobre, 1/2", 26 x 21 x 1,5 mm | Gasket Ring, Copper, 1/2", 26 x 21 x 1,5 mm | 3542 | 23MB 303 | GT Piping | 4 | PCE | Germany |  | ASP |  | HCO |  |  | 1015 | S-1015-0011-A-23-3542-01204305-N | 638 | 100 | 0.4 | 493 | 198 | 117 | SIK980000134232/6196 Unit 23 | 27582959 | 730890 | N | N
Polo | ROBA Piping Projects GmbH Obernburg | TPPL | HCO Piping |  | Soporte de tubo | Pipe Support | 3542 | 23MB 303 | GT Piping | 1 | PCE | Germany |  | MBA50BQ101 |  | HCO |  |  | 1015 | S-1015-0011-A-23-3542-01204305-N | 638 | 100 | 2.5 | 493 | 198 | 117 | SIK980000134232/6196 Unit 23 | 27582958 | 730890 | N | N
Polo | ROBA Piping Projects GmbH Obernburg | TPPL | HCO Piping |  | Soporte de tubo | Pipe Support | 3542 | 23MB 303 | GT Piping | 1 | PCE | Germany |  | MBA50BQ102 |  | HCO |  |  | 1015 | S-1015-0011-A-23-3542-01204305-N | 638 | 100 | 2.5 | 493 | 198 | 117 | SIK980000134232/6196 Unit 23 | 27582957 | 730890 | N | N
Polo | ROBA Piping Projects GmbH Obernburg | TPPL | HCO Piping |  | Soporte de tubo | Pipe Support | 3542 | 23MB 303 | GT Piping | 1 | PCE | Germany |  | MBA50BQ103 |  | HCO |  |  | 1015 | S-1015-0011-A-23-3542-01204305-N | 638 | 100 | 2.5 | 493 | 198 | 117 | SIK980000134232/6196 Unit 23 | 27582956 | 730890 | N | N
Polo | ROBA Piping Projects GmbH Obernburg | TPPL | HCO Piping |  | Soporte de tubo | Pipe Support | 3542 | 23MB 303 | GT Piping | 1 | PCE | Germany |  | MBA50BQ104 |  | HCO |  |  | 1015 | S-1015-0011-A-23-3542-01204305-N | 638 | 100 | 2.5 | 493 | 198 | 117 | SIK980000134232/6196 Unit 23 | 27582955 | 730890 | N | N
Polo | ROBA Piping Projects GmbH Obernburg | TPPL | HCO Piping |  | Soporte de tubo | Pipe Support | 3542 | 23MB 303 | GT Piping | 1 | PCE | Germany |  | MBA50BQ105 |  | HCO |  |  | 1015 | S-1015-0011-A-23-3542-01204305-N | 638 | 100 | 2.5 | 493 | 198 | 117 | SIK980000134232/6196 Unit 23 | 27582954 | 730890 | N | N
Polo | ROBA Piping Projects GmbH Obernburg | TPPL | HCO Piping |  | Soporte de tubo | Pipe Support | 3542 | 23MB 303 | GT Piping | 1 | PCE | Germany |  | MBA50BQ106 |  | HCO |  |  | 1015 | S-1015-0011-A-23-3542-01204305-N | 638 | 100 | 2.5 | 493 | 198 | 117 | SIK980000134232/6196 Unit 23 | 27582953 | 730890 | N | N
Polo | ROBA Piping Projects GmbH Obernburg | TPPL | HCO Piping |  | Soporte de tubo | Pipe Support | 3542 | 23MB 303 | GT Piping | 1 | PCE | Germany |  | MBA50BQ107 |  | HCO |  |  | 1015 | S-1015-0011-A-23-3542-01204305-N | 638 | 100 | 2.5 | 493 | 198 | 117 | SIK980000134232/6196 Unit 23 | 27582952 | 730890 | N | N
Polo | ROBA Piping Projects GmbH Obernburg | TPPL | HCO Piping |  | Soporte de tubo | Pipe Support | 3542 | 23MB 303 | GT Piping | 1 | PCE | Germany |  | MBA50BQ108 |  | HCO |  |  | 1015 | S-1015-0011-A-23-3542-01204305-N | 638 | 100 | 2.5 | 493 | 198 | 117 | SIK980000134232/6196 Unit 23 | 27582951 | 730890 | N | N
Polo | ROBA Piping Projects GmbH Obernburg | TPPL | HCO Piping |  | Soporte de tubo | Pipe Support | 3542 | 23MB 303 | GT Piping | 1 | PCE | Germany |  | MBA50BQ109 |  | HCO |  |  | 1015 | S-1015-0011-A-23-3542-01204305-N | 638 | 100 | 2.5 | 493 | 198 | 117 | SIK980000134232/6196 Unit 23 | 27582950 | 730890 | N | N
Polo | ROBA Piping Projects GmbH Obernburg | TPPL | HCO Piping |  | Soporte de tubo | Pipe Support | 3542 | 23MB 303 | GT Piping | 1 | PCE | Germany |  | MBA50BQ110 |  | HCO |  |  | 1015 | S-1015-0011-A-23-3542-01204305-N | 638 | 100 | 2.5 | 493 | 198 | 117 | SIK980000134232/6196 Unit 23 | 27582949 | 730890 | N | N
Polo | ROBA Piping Projects GmbH Obernburg | TPPL | HCO Piping |  | Soporte de tubo | Pipe Support | 3542 | 23MB 303 | GT Piping | 1 | PCE | Germany |  | MBA50BQ111 |  | HCO |  |  | 1015 | S-1015-0011-A-23-3542-01204305-N | 638 | 100 | 2.5 | 493 | 198 | 117 | SIK980000134232/6196 Unit 23 | 27582948 | 730890 | N | N
Polo | ROBA Piping Projects GmbH Obernburg | TPPL | HCO Piping |  | Soporte de tubo | Pipe Support | 3542 | 23MB 303 | GT Piping | 1 | PCE | Germany |  | MBA50BQ112 |  | HCO |  |  | 1015 | S-1015-0011-A-23-3542-01204305-N | 638 | 100 | 2.5 | 493 | 198 | 117 | SIK980000134232/6196 Unit 23 | 27582947 | 730890 | N | N
Polo | ROBA Piping Projects GmbH Obernburg | TPPL | HCO Piping |  | Soporte de tubo | Pipe Support | 3542 | 23MB 303 | GT Piping | 1 | PCE | Germany |  | MBA50BQ113 |  | HCO |  |  | 1015 | S-1015-0011-A-23-3542-01204305-N | 638 | 100 | 2.5 | 493 | 198 | 117 | SIK980000134232/6196 Unit 23 | 27582946 | 730890 | N | N
Polo | ROBA Piping Projects GmbH Obernburg | TPPL | HCO Piping |  | Soporte de tubo | Pipe Support | 3542 | 23MB 303 | GT Piping | 1 | PCE | Germany |  | MBA50BQ114 |  | HCO |  |  | 1015 | S-1015-0011-A-23-3542-01204305-N | 638 | 100 | 2.5 | 493 | 198 | 117 | SIK980000134232/6196 Unit 23 | 27582945 | 730890 | N | N
Polo | ROBA Piping Projects GmbH Obernburg | TPPL | HCO Piping |  | Soporte de tubo | Pipe Support | 3542 | 23MB 303 | GT Piping | 1 | PCE | Germany |  | MBA50BQ115 |  | HCO |  |  | 1015 | S-1015-0011-A-23-3542-01204305-N | 638 | 100 | 2.5 | 493 | 198 | 117 | SIK980000134232/6196 Unit 23 | 27582944 | 730890 | N | N
Polo | ROBA Piping Projects GmbH Obernburg | TPPL | HCO Piping |  | Soporte de tubo | Pipe Support | 3542 | 23MB 303 | GT Piping | 1 | PCE | Germany |  | MBA50BQ116 |  | HCO |  |  | 1015 | S-1015-0011-A-23-3542-01204305-N | 638 | 100 | 2.5 | 493 | 198 | 117 | SIK980000134232/6196 Unit 23 | 27582943 | 730890 | N | N
Polo | ROBA Piping Projects GmbH Obernburg | TPPL | HCO Piping |  | Soporte de tubo | Pipe Support | 3542 | 23MB 303 | GT Piping | 1 | PCE | Germany |  | MBA50BQ117 |  | HCO |  |  | 1015 | S-1015-0011-A-23-3542-01204305-N | 638 | 100 | 2.5 | 493 | 198 | 117 | SIK980000134232/6196 Unit 23 | 27582942 | 730890 | N | N
Polo | ROBA Piping Projects GmbH Obernburg | TPPL | HCO Piping |  | Soporte de tubo | Pipe Support | 3542 | 23MB 303 | GT Piping | 1 | PCE | Germany |  | MBA50BQ118 |  | HCO |  |  | 1015 | S-1015-0011-A-23-3542-01204305-N | 638 | 100 | 2.5 | 493 | 198 | 117 | SIK980000134232/6196 Unit 23 | 27582941 | 730890 | N | N
Polo | ROBA Piping Projects GmbH Obernburg | TPPL | HCO Piping |  | Soporte de tubo | Pipe Support | 3542 | 23MB 303 | GT Piping | 1 | PCE | Germany |  | MBA50BQ119 |  | HCO |  |  | 1015 | S-1015-0011-A-23-3542-01204305-N | 638 | 100 | 2.5 | 493 | 198 | 117 | SIK980000134232/6196 Unit 23 | 27582940 | 730890 | N | N
Polo | ROBA Piping Projects GmbH Obernburg | TPPL | HCO Piping |  | Soporte de tubo | Pipe Support | 3542 | 23MB 303 | GT Piping | 1 | PCE | Germany |  | MBA50BQ120 |  | HCO |  |  | 1015 | S-1015-0011-A-23-3542-01204305-N | 638 | 100 | 1.7 | 493 | 198 | 117 | SIK980000134232/6196 Unit 23 | 27582982 | 730890 | N | N
Polo | ROBA Piping Projects GmbH Obernburg | TPPL | Hydraulik IGV |  | CARRETE DE TUBERÍA PREFABRICADO DN 20, 1.4571 | PREFABRICATED PIPE SPOOL DN 20, 1.4571 | 3542 | 23MB 303 | GT Piping | 1 | PCE | Germany |  | MBX70BR008 |  | Hydraulic IGV |  |  | 1015 | S-1015-0012-A-23-3542-01204305-N | 510 | 82 | 6 | 370 | 204 | 85 | SIK980000134232/6196 Unit 23 | 27583001 | 730890 | N | N
Polo | ROBA Piping Projects GmbH Obernburg | TPPL | Hydraulik IGV |  | CARRETE DE TUBERÍA PREFABRICADO DN 20, 1.4571 | PREFABRICATED PIPE SPOOL DN 20, 1.4571 | 3542 | 23MB 303 | GT Piping | 1 | PCE | Germany |  | MBX70BR008 |  | Hydraulic IGV |  |  | 1015 | S-1015-0012-A-23-3542-01204305-N | 510 | 82 | 5.4 | 370 | 204 | 85 | SIK980000134232/6196 Unit 23 | 27582984 | 730890 | N | N
Polo | ROBA Piping Projects GmbH Obernburg | TPPL | Hydraulik IGV |  | CARRETE DE TUBERÍA PREFABRICADO DN 20, 1.4571 | PREFABRICATED PIPE SPOOL DN 20, 1.4571 | 3542 | 23MB 303 | GT Piping | 1 | PCE | Germany |  | MBX70BR010 |  | Hydraulic IGV |  |  | 1015 | S-1015-0012-A-23-3542-01204305-N | 510 | 82 | 5.4 | 370 | 204 | 85 | SIK980000134232/6196 Unit 23 | 27582999 | 730890 | N | N
Polo | ROBA Piping Projects GmbH Obernburg | TPPL | Hydraulik IGV |  | CARRETE DE TUBERÍA PREFABRICADO DN 20, 1.4571 | PREFABRICATED PIPE SPOOL DN 20, 1.4571 | 3542 | 23MB 303 | GT Piping | 1 | PCE | Germany |  | MBX70BR010 |  | Hydraulic IGV |  |  | 1015 | S-1015-0012-A-23-3542-01204305-N | 510 | 82 | 5.4 | 370 | 204 | 85 | SIK980000134232/6196 Unit 23 | 27582998 | 730890 | N | N
Polo | ROBA Piping Projects GmbH Obernburg | TPPL | Hydraulik IGV |  | CARRETE DE TUBERÍA PREFABRICADO DN 20, 1.4571 | PREFABRICATED PIPE SPOOL DN 20, 1.4571 | 3542 | 23MB 303 | GT Piping | 1 | PCE | Germany |  | MBX80BR008 |  | Hydraulic IGV |  |  | 1015 | S-1015-0012-A-23-3542-01204305-N | 510 | 82 | 5.4 | 370 | 204 | 85 | SIK980000134232/6196 Unit 23 | 27582997 | 730890 | N | N
Polo | ROBA Piping Projects GmbH Obernburg | TPPL | Hydraulik IGV |  | CARRETE DE TUBERÍA PREFABRICADO DN 20, 1.4571 | PREFABRICATED PIPE SPOOL DN 20, 1.4571 | 3542 | 23MB 303 | GT Piping | 1 | PCE | Germany |  | MBX80BR008 |  | Hydraulic IGV |  |  | 1015 | S-1015-0012-A-23-3542-01204305-N | 510 | 82 | 5.4 | 370 | 204 | 85 | SIK980000134232/6196 Unit 23 | 27582996 | 730890 | N | N
Polo | ROBA Piping Projects GmbH Obernburg | TPPL | Hydraulik IGV |  | CARRETE DE TUBERÍA PREFABRICADO DN 20, 1.4571 | PREFABRICATED PIPE SPOOL DN 20, 1.4571 | 3542 | 23MB 303 | GT Piping | 1 | PCE | Germany |  | MBX80BR010 |  | Hydraulic IGV |  |  | 1015 | S-1015-0012-A-23-3542-01204305-N | 510 | 82 | 5.4 | 370 | 204 | 85 | SIK980000134232/6196 Unit 23 | 27582995 | 730890 | N | N
Polo | ROBA Piping Projects GmbH Obernburg | TPPL | Hydraulik IGV |  | CARRETE DE TUBERÍA PREFABRICADO DN 20, 1.4571 | PREFABRICATED PIPE SPOOL DN 20, 1.4571 | 3542 | 23MB 303 | GT Piping | 1 | PCE | Germany |  | MBX80BR010 |  | Hydraulic IGV |  |  | 1015 | S-1015-0012-A-23-3542-01204305-N | 510 | 82 | 5.4 | 370 | 204 | 85 | SIK980000134232/6196 Unit 23 | 27582994 | 730890 | N | N
Polo | ROBA Piping Projects GmbH Obernburg | TPPL | Hydraulik IGV |  | Swagelok, Junta, Cobre, 3/4", CU - 12 - RP - 2 | Swagelok, Gasket, Copper, 3/4", CU - 12 - RP - 2 | 3542 | 23MB 303 | GT Piping | 1 | PCE | Germany |  | MBX70BR010 |  | Hydraulic IGV |  |  | 1015 | S-1015-0012-A-23-3542-01204305-N | 510 | 82 | 0.1 | 370 | 204 | 85 | SIK980000134232/6196 Unit 23 | 27582993 | 730890 | N | N
Polo | ROBA Piping Projects GmbH Obernburg | TPPL | Hydraulik IGV |  | Swagelok, Junta, Cobre, 3/4", CU - 12 - RP - 2 | Swagelok, Gasket, Copper, 3/4", CU - 12 - RP - 2 | 3542 | 23MB 303 | GT Piping | 1 | PCE | Germany |  | MBX80BR010 |  | Hydraulic IGV |  |  | 1015 | S-1015-0012-A-23-3542-01204305-N | 510 | 82 | 0.1 | 370 | 204 | 85 | SIK980000134232/6196 Unit 23 | 27582992 | 730890 | N | N
Polo | ROBA Piping Projects GmbH Obernburg | TPPL | Hydraulik IGV |  | Swagelok, Junta, Cobre, 3/4", CU - 12 - RP - 2 | Swagelok, Gasket, Copper, 3/4", CU - 12 - RP - 2 | 3542 | 23MB 303 | GT Piping | 2 | PCE | Germany |  | ASP |  | Hydraulic IGV |  |  | 1015 | S-1015-0012-A-23-3542-01204305-N | 510 | 82 | 0.2 | 370 | 204 | 85 | SIK980000134232/6196 Unit 23 | 27582991 | 730890 | N | N
Polo | ROBA Piping Projects GmbH Obernburg | TPPL | Hydraulik IGV |  | Soporte de tubo | Pipe Support | 3542 | 23MB 303 | GT Piping | 1 | PCE | Germany |  | MBX70BQ001 |  | Hydraulic IGV |  |  | 1015 | S-1015-0012-A-23-3542-01204305-N | 510 | 82 | 5.4 | 370 | 204 | 85 | SIK980000134232/6196 Unit 23 | 27582990 | 730890 | N | N
Polo | ROBA Piping Projects GmbH Obernburg | TPPL | Hydraulik IGV |  | Soporte de tubo | Pipe Support | 3542 | 23MB 303 | GT Piping | 1 | PCE | Germany |  | MBX70BQ002 |  | Hydraulic IGV |  |  | 1015 | S-1015-0012-A-23-3542-01204305-N | 510 | 82 | 5.4 | 370 | 204 | 85 | SIK980000134232/6196 Unit 23 | 27582989 | 730890 | N | N
Polo | ROBA Piping Projects GmbH Obernburg | TPPL | Hydraulik IGV |  | Soporte de tubo | Pipe Support | 3542 | 23MB 303 | GT Piping | 1 | PCE | Germany |  | MBX70BQ003 |  | Hydraulic IGV |  |  | 1015 | S-1015-0012-A-23-3542-01204305-N | 510 | 82 | 5.4 | 370 | 204 | 85 | SIK980000134232/6196 Unit 23 | 27582988 | 730890 | N | N
Polo | ROBA Piping Projects GmbH Obernburg | TPPL | Hydraulik IGV |  | Soporte de tubo | Pipe Support | 3542 | 23MB 303 | GT Piping | 1 | PCE | Germany |  | MBX70BQ004 |  | Hydraulic IGV |  |  | 1015 | S-1015-0012-A-23-3542-01204305-N | 510 | 82 | 5.4 | 370 | 204 | 85 | SIK980000134232/6196 Unit 23 | 27582987 | 730890 | N | N
Polo | ROBA Piping Projects GmbH Obernburg | TPPL | Hydraulik IGV |  | Soporte de tubo | Pipe Support | 3542 | 23MB 303 | GT Piping | 1 | PCE | Germany |  | MBX70BQ005 |  | Hydraulic IGV |  |  | 1015 | S-1015-0012-A-23-3542-01204305-N | 510 | 82 | 5.4 | 370 | 204 | 85 | SIK980000134232/6196 Unit 23 | 27582986 | 730890 | N | N
Polo | ROBA Piping Projects GmbH Obernburg | TPPL | Hydraulik IGV |  | Soporte de tubo | Pipe Support | 3542 | 23MB 303 | GT Piping | 1 | PCE | Germany |  | MBX70BQ006 |  | Hydraulic IGV |  |  | 1015 | S-1015-0012-A-23-3542-01204305-N | 510 | 82 | 5.4 | 370 | 204 | 85 | SIK980000134232/6196 Unit 23 | 27582985 | 730890 | N | N
Polo | ROBA Piping Projects GmbH Obernburg | TPPL | Hydraulik IGV |  | Soporte de tubo | Pipe Support | 3542 | 23MB 303 | GT Piping | 1 | PCE | Germany |  | MBX70BQ007 |  | Hydraulic IGV |  |  | 1015 | S-1015-0012-A-23-3542-01204305-N | 510 | 82 | 5.4 | 370 | 204 | 85 | SIK980000134232/6196 Unit 23 | 27583000 | 730890 | N | N
Polo | ROBA Piping Projects GmbH Obernburg | TPPL | Instrument Air |  | CARRETE DE TUBERÍA PREFABRICADO DN 25, 1.4541 | PREFABRICATED PIPE SPOOL DN 25, 1.4541 | 3542 | 23MB 303 | GT Piping | 1 | PCE | Germany |  | MBX90BR001 |  | Instrument Air |  |  | 1015 | S-1015-0013-A-23-3542-01204305-N | 840 | 190 | 12.34 | 630 | 163 | 120 | SIK980000134232/6196 Unit 23 | 27583046 | 730890 | N | N
Polo | ROBA Piping Projects GmbH Obernburg | TPPL | Instrument Air |  | CARRETE DE TUBERÍA PREFABRICADO DN 25, 1.4541 | PREFABRICATED PIPE SPOOL DN 25, 1.4541 | 3542 | 23MB 303 | GT Piping | 1 | PCE | Germany |  | MBX90BR001 |  | Instrument Air |  |  | 1015 | S-1015-0013-A-23-3542-01204305-N | 840 | 190 | 8 | 630 | 163 | 120 | SIK980000134232/6196 Unit 23 | 27583045 | 730890 | N | N
Polo | ROBA Piping Projects GmbH Obernburg | TPPL | Instrument Air |  | CARRETE DE TUBERÍA PREFABRICADO DN 25, 1.4541 | PREFABRICATED PIPE SPOOL DN 25, 1.4541 | 3542 | 23MB 303 | GT Piping | 1 | PCE | Germany |  | MBX90BR002 |  | Instrument Air |  |  | 1015 | S-1015-0013-A-23-3542-01204305-N | 840 | 190 | 8 | 630 | 163 | 120 | SIK980000134232/6196 Unit 23 | 27583044 | 730890 | N | N
Polo | ROBA Piping Projects GmbH Obernburg | TPPL | Instrument Air |  | CARRETE DE TUBERÍA PREFABRICADO DN 25, 1.4541 | PREFABRICATED PIPE SPOOL DN 25, 1.4541 | 3542 | 23MB 303 | GT Piping | 1 | PCE | Germany |  | MBX90BR002 |  | Instrument Air |  |  | 1015 | S-1015-0013-A-23-3542-01204305-N | 840 | 190 | 8 | 630 | 163 | 120 | SIK980000134232/6196 Unit 23 | 27583043 | 730890 | N | N
Polo | ROBA Piping Projects GmbH Obernburg | TPPL | Instrument Air |  | CARRETE DE TUBERÍA PREFABRICADO DN 18, 1.4541 | PREFABRICATED PIPE SPOOL DN 18, 1.4541 | 3542 | 23MB 303 | GT Piping | 1 | PCE | Germany |  | MBX90BR002 |  | Instrument Air |  |  | 1015 | S-1015-0013-A-23-3542-01204305-N | 840 | 190 | 8 | 630 | 163 | 120 | SIK980000134232/6196 Unit 23 | 27583042 | 730890 | N | N
Polo | ROBA Piping Projects GmbH Obernburg | TPPL | Instrument Air |  | CARRETE DE TUBERÍA PREFABRICADO DN 18, 1.4541 | PREFABRICATED PIPE SPOOL DN 18, 1.4541 | 3542 | 23MB 303 | GT Piping | 1 | PCE | Germany |  | MBX90BR003 |  | Instrument Air |  |  | 1015 | S-1015-0013-A-23-3542-01204305-N | 840 | 190 | 8 | 630 | 163 | 120 | SIK980000134232/6196 Unit 23 | 27583041 | 730890 | N | N
Polo | ROBA Piping Projects GmbH Obernburg | TPPL | Instrument Air |  | CARRETE DE TUBERÍA PREFABRICADO DN 15, 1.4541 | PREFABRICATED PIPE SPOOL DN 15, 1.4541 | 3542 | 23MB 303 | GT Piping | 1 | PCE | Germany |  | MBX90BR003 |  | Instrument Air |  |  | 1015 | S-1015-0013-A-23-3542-01204305-N | 840 | 190 | 8 | 630 | 163 | 120 | SIK980000134232/6196 Unit 23 | 27583040 | 730890 | N | N
Polo | ROBA Piping Projects GmbH Obernburg | TPPL | Instrument Air |  | CARRETE DE TUBERÍA PREFABRICADO DN 25, 1.4541 | PREFABRICATED PIPE SPOOL DN 25, 1.4541 | 3542 | 23MB 303 | GT Piping | 1 | PCE | Germany |  | MBX90BR004 |  | Instrument Air |  |  | 1015 | S-1015-0013-A-23-3542-01204305-N | 840 | 190 | 8 | 630 | 163 | 120 | SIK980000134232/6196 Unit 23 | 27583039 | 730890 | N | N
Polo | ROBA Piping Projects GmbH Obernburg | TPPL | Instrument Air |  | CARRETE DE TUBERÍA PREFABRICADO DN 18, 1.4541 | PREFABRICATED PIPE SPOOL DN 18, 1.4541 | 3542 | 23MB 303 | GT Piping | 1 | PCE | Germany |  | MBX90BR004 |  | Instrument Air |  |  | 1015 | S-1015-0013-A-23-3542-01204305-N | 840 | 190 | 8 | 630 | 163 | 120 | SIK980000134232/6196 Unit 23 | 27583038 | 730890 | N | N
Polo | ROBA Piping Projects GmbH Obernburg | TPPL | Instrument Air |  | CARRETE DE TUBERÍA PREFABRICADO DN 8, 1.4541 | PREFABRICATED PIPE SPOOL DN 8, 1.4541 | 3542 | 23MB 303 | GT Piping | 1 | PCE | Germany |  | MBX90BR005 |  | Instrument Air |  |  | 1015 | S-1015-0013-A-23-3542-01204305-N | 840 | 190 | 8 | 630 | 163 | 120 | SIK980000134232/6196 Unit 23 | 27583037 | 730890 | N | N
Polo | ROBA Piping Projects GmbH Obernburg | TPPL | Instrument Air |  | CARRETE DE TUBERÍA PREFABRICADO DN 8, 1.4541 | PREFABRICATED PIPE SPOOL DN 8, 1.4541 | 3542 | 23MB 303 | GT Piping | 1 | PCE | Germany |  | MBX90BR005 |  | Instrument Air |  |  | 1015 | S-1015-0013-A-23-3542-01204305-N | 840 | 190 | 8 | 630 | 163 | 120 | SIK980000134232/6196 Unit 23 | 27583036 | 730890 | N | N
Polo | ROBA Piping Projects GmbH Obernburg | TPPL | Instrument Air |  | CARRETE DE TUBERÍA PREFABRICADO DN 8, 1.4541 | PREFABRICATED PIPE SPOOL DN 8, 1.4541 | 3542 | 23MB 303 | GT Piping | 1 | PCE | Germany |  | MBX90BR005 |  | Instrument Air |  |  | 1015 | S-1015-0013-A-23-3542-01204305-N | 840 | 190 | 8 | 630 | 163 | 120 | SIK980000134232/6196 Unit 23 | 27583035 | 730890 | N | N
Polo | ROBA Piping Projects GmbH Obernburg | TPPL | Instrument Air |  | CARRETE DE TUBERÍA PREFABRICADO DN 15, 1.4541 | PREFABRICATED PIPE SPOOL DN 15, 1.4541 | 3542 | 23MB 303 | GT Piping | 1 | PCE | Germany |  | MBX90BR008 |  | Instrument Air |  |  | 1015 | S-1015-0013-A-23-3542-01204305-N | 840 | 190 | 8 | 630 | 163 | 120 | SIK980000134232/6196 Unit 23 | 27583034 | 730890 | N | N
Polo | ROBA Piping Projects GmbH Obernburg | TPPL | Instrument Air |  | CARRETE DE TUBERÍA PREFABRICADO DN 15, 1.4541 | PREFABRICATED PIPE SPOOL DN 15, 1.4541 | 3542 | 23MB 303 | GT Piping | 1 | PCE | Germany |  | MBX90BR008 |  | Instrument Air |  |  | 1015 | S-1015-0013-A-23-3542-01204305-N | 840 | 190 | 8 | 630 | 163 | 120 | SIK980000134232/6196 Unit 23 | 27583033 | 730890 | N | N
Polo | ROBA Piping Projects GmbH Obernburg | TPPL | Instrument Air |  | Junta de estanqueidad, Cobre, 1/4", 18 x 14 x 1,5 mm | Gasket Ring, Copper, 1/4", 18 x 14 x 1,5 mm | 3542 | 23MB 303 | GT Piping | 2 | PCE | Germany |  | MBX90BR005 |  | Instrument Air |  |  | 1015 | S-1015-0013-A-23-3542-01204305-N | 840 | 190 | 0.2 | 630 | 163 | 120 | SIK980000134232/6196 Unit 23 | 27583032 | 730890 | N | N
Polo | ROBA Piping Projects GmbH Obernburg | TPPL | Instrument Air |  | Swagelok, Junta, Cobre, 1/8", CU - 2 - RP - 2 | Swagelok, Gasket, Copper, 1/8", CU - 2 - RP - 2 | 3542 | 23MB 303 | GT Piping | 4 | PCE | Germany |  | MBX90BR006 |  | Instrument Air |  |  | 1015 | S-1015-0013-A-23-3542-01204305-N | 840 | 190 | 0.4 | 630 | 163 | 120 | SIK980000134232/6196 Unit 23 | 27583031 | 730890 | N | N
Polo | ROBA Piping Projects GmbH Obernburg | TPPL | Instrument Air |  | Swagelok, Junta, Cobre, 1/2", CU - 8 - RP - 2 | Swagelok, Gasket, Copper, 1/2", CU - 8 - RP - 2 | 3542 | 23MB 303 | GT Piping | 1 | PCE | Germany |  | MBX90BR006 |  | Instrument Air |  |  | 1015 | S-1015-0013-A-23-3542-01204305-N | 840 | 190 | 0.1 | 630 | 163 | 120 | SIK980000134232/6196 Unit 23 | 27583030 | 730890 | N | N
Polo | ROBA Piping Projects GmbH Obernburg | TPPL | Instrument Air |  | Tubería, sin soldaduras, AD-W2, PK 2, 1.4571, DN 12, 12 x 1,5 | Pipe, seamless, AD-W2, PK 2, 1.4571, DN 12, 12 x 1,5 | 3542 | 23MB 303 | GT Piping | 6.8 | MTR | Austria |  | MBX90BR006 |  | Instrument Air |  |  | 1015 | S-1015-0013-A-23-3542-01204305-N | 840 | 190 | 2.72 | 630 | 163 | 120 | SIK980000134232/6196 Unit 23 | 27583051 | 730890 | N | N
Polo | ROBA Piping Projects GmbH Obernburg | TPPL | Instrument Air |  | Swagelok, Acoplamiento atornillado métrico, 1.4401, DN 8, SS - 8MO - 1 - 2RP | Swagelok, Screw-in coupling metric, 1.4401, DN 8, SS - 8MO - 1 - 2RP | 3542 | 23MB 303 | GT Piping | 4 | PCE | Republic of Korea |  | MBX90BR006 |  | Instrument Air |  |  | 1015 | S-1015-0013-A-23-3542-01204305-N | 840 | 190 | 2 | 630 | 163 | 120 | SIK980000134232/6196 Unit 23 | 27583066 | 730890 | N | N
Polo | ROBA Piping Projects GmbH Obernburg | TPPL | Instrument Air |  | Swagelok, Acoplamiento atornillado métrico, 1.4401, DN 12, SS - 12MO - 1 - 8 RP | Swagelok, Screw-in coupling metric, 1.4401, DN 12, SS - 12MO - 1 - 8 RP | 3542 | 23MB 303 | GT Piping | 1 | PCE | Republic of Korea |  | MBX90BR006 |  | Instrument Air |  |  | 1015 | S-1015-0013-A-23-3542-01204305-N | 840 | 190 | 0.5 | 630 | 163 | 120 | SIK980000134232/6196 Unit 23 | 27583065 | 730890 | N | N
Polo | ROBA Piping Projects GmbH Obernburg | TPPL | Instrument Air |  | Swagelok, Unión métrica, 1.4401, DN 12, SS - 12MO - 6 | Swagelok, Union metric., 1.4401, DN 12, SS - 12MO - 6 | 3542 | 23MB 303 | GT Piping | 1 | PCE | Republic of Korea |  | MBX90BR006 |  | Instrument Air |  |  | 1015 | S-1015-0013-A-23-3542-01204305-N | 840 | 190 | 0.5 | 630 | 163 | 120 | SIK980000134232/6196 Unit 23 | 27583064 | 730890 | N | N
Polo | ROBA Piping Projects GmbH Obernburg | TPPL | Instrument Air |  | Swagelok, Reductor métrico, 1.4401, DN 12, SS-12MO-R-8M | Swagelok, Reducer metric., 1.4401, DN 12, SS-12MO-R-8M | 3542 | 23MB 303 | GT Piping | 4 | PCE | Republic of Korea |  | MBX90BR006 |  | Instrument Air |  |  | 1015 | S-1015-0013-A-23-3542-01204305-N | 840 | 190 | 2 | 630 | 163 | 120 | SIK980000134232/6196 Unit 23 | 27583063 | 730890 | N | N
Polo | ROBA Piping Projects GmbH Obernburg | TPPL | Instrument Air |  | Swagelok, Unión en T métrica, 1.4401, DN 12, SS - 12MO - 3 | Swagelok, T- union metric, 1.4401, DN 12, SS - 12MO - 3 | 3542 | 23MB 303 | GT Piping | 3 | PCE | Republic of Korea |  | MBX90BR006 |  | Instrument Air |  |  | 1015 | S-1015-0013-A-23-3542-01204305-N | 840 | 190 | 1.5 | 630 | 163 | 120 | SIK980000134232/6196 Unit 23 | 27583062 | 730890 | N | N
Polo | ROBA Piping Projects GmbH Obernburg | TPPL | Instrument Air |  | Tubería, sin soldaduras, AD-W2, PK 2, 1.4571, DN 12, 12 x 1,5 | Pipe, seamless, AD-W2, PK 2, 1.4571, DN 12, 12 x 1,5 | 3542 | 23MB 303 | GT Piping | 6.1 | MTR | Austria |  | MBX90BR007 |  | Instrument Air |  |  | 1015 | S-1015-0013-A-23-3542-01204305-N | 840 | 190 | 2.44 | 630 | 163 | 120 | SIK980000134232/6196 Unit 23 | 27583050 | 730890 | N | N
Polo | ROBA Piping Projects GmbH Obernburg | TPPL | Instrument Air |  | Swagelok, Acoplamiento atornillado métrico, 1.4401, DN 8, SS - 8MO - 1 - 2 RP | Swagelok, Screw-in coupling metric, 1.4401, DN 8, SS - 8MO - 1 - 2 RP | 3542 | 23MB 303 | GT Piping | 2 | PCE | Republic of Korea |  | MBX90BR007 |  | Instrument Air |  |  | 1015 | S-1015-0013-A-23-3542-01204305-N | 840 | 190 | 1 | 630 | 163 | 120 | SIK980000134232/6196 Unit 23 | 27583061 | 730890 | N | N
Polo | ROBA Piping Projects GmbH Obernburg | TPPL | Instrument Air |  | Swagelok, Acoplamiento atornillado métrico, 1.4401, DN 12, SS - 12MO - 1 - 8 RP | Swagelok, Screw-in coupling metric, 1.4401, DN 12, SS - 12MO - 1 - 8 RP | 3542 | 23MB 303 | GT Piping | 1 | PCE | Republic of Korea |  | MBX90BR007 |  | Instrument Air |  |  | 1015 | S-1015-0013-A-23-3542-01204305-N | 840 | 190 | 0.5 | 630 | 163 | 120 | SIK980000134232/6196 Unit 23 | 27583060 | 730890 | N | N
Polo | ROBA Piping Projects GmbH Obernburg | TPPL | Instrument Air |  | Swagelok, Unión métrica, 1.4401, DN 12, SS - 12MO - 6 | Swagelok, Union metric., 1.4401, DN 12, SS - 12MO - 6 | 3542 | 23MB 303 | GT Piping | 1 | PCE | Republic of Korea |  | MBX90BR007 |  | Instrument Air |  |  | 1015 | S-1015-0013-A-23-3542-01204305-N | 840 | 190 | 0.5 | 630 | 163 | 120 | SIK980000134232/6196 Unit 23 | 27583059 | 730890 | N | N
Polo | ROBA Piping Projects GmbH Obernburg | TPPL | Instrument Air |  | Swagelok, Reductor métrico, 1.4401, DN 12, SS-12MO-R-8M | Swagelok, Reducer metric., 1.4401, DN 12, SS-12MO-R-8M | 3542 | 23MB 303 | GT Piping | 2 | PCE | Republic of Korea |  | MBX90BR007 |  | Instrument Air |  |  | 1015 | S-1015-0013-A-23-3542-01204305-N | 840 | 190 | 1 | 630 | 163 | 120 | SIK980000134232/6196 Unit 23 | 27583058 | 730890 | N | N
Polo | ROBA Piping Projects GmbH Obernburg | TPPL | Instrument Air |  | Swagelok, Unión en T métrica, 1.4401, DN 12, SS - 12MO - 3 | Swagelok, T- union metric, 1.4401, DN 12, SS - 12MO - 3 | 3542 | 23MB 303 | GT Piping | 1 | PCE | Republic of Korea |  | MBX90BR007 |  | Instrument Air |  |  | 1015 | S-1015-0013-A-23-3542-01204305-N | 840 | 190 | 0.5 | 630 | 163 | 120 | SIK980000134232/6196 Unit 23 | 27583057 | 730890 | N | N
Polo | ROBA Piping Projects GmbH Obernburg | TPPL | Instrument Air |  | Swagelok, Junta, Cobre, 1/8", CU - 2 - RP - 2 | Swagelok, Gasket, Copper, 1/8", CU - 2 - RP - 2 | 3542 | 23MB 303 | GT Piping | 2 | PCE | Germany |  | MBX90BR007 |  | Instrument Air |  |  | 1015 | S-1015-0013-A-23-3542-01204305-N | 840 | 190 | 0.2 | 630 | 163 | 120 | SIK980000134232/6196 Unit 23 | 27583029 | 730890 | N | N
Polo | ROBA Piping Projects GmbH Obernburg | TPPL | Instrument Air |  | Swagelok, Junta, Cobre, 1/2", CU - 8 - RP - 2 | Swagelok, Gasket, Copper, 1/2", CU - 8 - RP - 2 | 3542 | 23MB 303 | GT Piping | 1 | PCE | Germany |  | MBX90BR007 |  | Instrument Air |  |  | 1015 | S-1015-0013-A-23-3542-01204305-N | 840 | 190 | 0.1 | 630 | 163 | 120 | SIK980000134232/6196 Unit 23 | 27583028 | 730890 | N | N
Polo | ROBA Piping Projects GmbH Obernburg | TPPL | Instrument Air |  | Swagelok, Conector macho, 1.4571, DN 18 x15, SS-18MO-1-8 | Swagelok, Male Connector, 1.4571, DN 18 x15, SS-18MO-1-8 | 3542 | 23MB 303 | GT Piping | 1 | PCE | Republic of Korea |  | MBX90BR008 |  | Instrument Air |  |  | 1015 | S-1015-0013-A-23-3542-01204305-N | 840 | 190 | 0.5 | 630 | 163 | 120 | SIK980000134232/6196 Unit 23 | 27583056 | 730890 | N | N
Polo | ROBA Piping Projects GmbH Obernburg | TPPL | Instrument Air |  | Tubería, sin soldaduras, AD-W2, PK 2, 1.4571, DN 18, OD 18 x 2 mm | Pipe, seamless, AD-W2, PK 2, 1.4571, DN 18, OD 18 x 2 mm | 3542 | 23MB 303 | GT Piping | 1.4 | MTR | Austria |  | MBX90BR008 |  | Instrument Air |  |  | 1015 | S-1015-0013-A-23-3542-01204305-N | 840 | 190 | 2 | 630 | 163 | 120 | SIK980000134232/6196 Unit 23 | 27583047 | 730890 | N | N
Polo | ROBA Piping Projects GmbH Obernburg | TPPL | Instrument Air |  | Tubería, sin soldaduras, AD-W2, PK 2, 1.4571, DN 12, 12,0 x 1,5 | Pipe, seamless, AD-W2, PK 2, 1.4571, DN 12, 12,0 x 1,5 | 3542 | 23MB 303 | GT Piping | 3.2 | MTR | Austria |  | MBX91BR001 |  | Instrument Air |  |  | 1015 | S-1015-0013-A-23-3542-01204305-N | 840 | 190 | 1.28 | 630 | 163 | 120 | SIK980000134232/6196 Unit 23 | 27583048 | 730890 | N | N
Polo | ROBA Piping Projects GmbH Obernburg | TPPL | Instrument Air |  | Swagelok, Acoplamiento atornillado métrico, 1.4401, DN 12, SS - 12MO - 1 - 8 | Swagelok, Screw-in coupling metric, 1.4401, DN 12, SS - 12MO - 1 - 8 | 3542 | 23MB 303 | GT Piping | 2 | PCE | Republic of Korea |  | MBX91BR001 |  | Instrument Air |  |  | 1015 | S-1015-0013-A-23-3542-01204305-N | 840 | 190 | 1 | 630 | 163 | 120 | SIK980000134232/6196 Unit 23 | 27583055 | 730890 | N | N
Polo | ROBA Piping Projects GmbH Obernburg | TPPL | Instrument Air |  | Swagelok, Unión en T métrica, 1.4401, DN 12, SS - 12MO - 3 | Swagelok, t- union metric, 1.4401, DN 12, SS - 12MO - 3 | 3542 | 23MB 303 | GT Piping | 1 | PCE | Republic of Korea |  | MBX91BR001 |  | Instrument Air |  |  | 1015 | S-1015-0013-A-23-3542-01204305-N | 840 | 190 | 0.5 | 630 | 163 | 120 | SIK980000134232/6196 Unit 23 | 27583054 | 730890 | N | N
Polo | ROBA Piping Projects GmbH Obernburg | TPPL | Instrument Air |  | Tubería, sin soldaduras, AD-W2, PK 2, 1.4571, DN 12, 12,0 x 1,5 | Pipe, seamless, AD-W2, PK 2, 1.4571, DN 12, 12,0 x 1,5 | 3542 | 23MB 303 | GT Piping | 1.3 | MTR | Austria |  | MBX92BR001 |  | Instrument Air |  |  | 1015 | S-1015-0013-A-23-3542-01204305-N | 840 | 190 | 0.52 | 630 | 163 | 120 | SIK980000134232/6196 Unit 23 | 27583049 | 730890 | N | N
Polo | ROBA Piping Projects GmbH Obernburg | TPPL | Instrument Air |  | Swagelok, Acoplamiento atornillado métrico, 1.4401, DN 12, SS - 12MO - 1 - 8 | Swagelok, Screw-in coupling metric, 1.4401, DN 12, SS - 12MO - 1 - 8 | 3542 | 23MB 303 | GT Piping | 2 | PCE | Republic of Korea |  | MBX92BR001 |  | Instrument Air |  |  | 1015 | S-1015-0013-A-23-3542-01204305-N | 840 | 190 | 1 | 630 | 163 | 120 | SIK980000134232/6196 Unit 23 | 27583053 | 730890 | N | N
Polo | ROBA Piping Projects GmbH Obernburg | TPPL | Instrument Air |  | Swagelok, Unión en T métrica, 1.4401, DN 12, SS - 12MO - 3 | Swagelok, t-union metric, 1.4401, DN 12, SS - 12MO - 3 | 3542 | 23MB 303 | GT Piping | 1 | PCE | Republic of Korea |  | MBX92BR001 |  | Instrument Air |  |  | 1015 | S-1015-0013-A-23-3542-01204305-N | 840 | 190 | 0.5 | 630 | 163 | 120 | SIK980000134232/6196 Unit 23 | 27583052 | 730890 | N | N
Polo | ROBA Piping Projects GmbH Obernburg | TPPL | Instrument Air |  | Junta de estanqueidad, Cobre, 1/4", 18 x 14 x 1,5 mm | Gasket Ring, Copper, 1/4", 18 x 14 x 1,5 mm | 3542 | 23MB 303 | GT Piping | 2 | PCE | Germany |  | ASP |  | Instrument Air |  |  | 1015 | S-1015-0013-A-23-3542-01204305-N | 840 | 190 | 0.2 | 630 | 163 | 120 | SIK980000134232/6196 Unit 23 | 27583027 | 730890 | N | N
Polo | ROBA Piping Projects GmbH Obernburg | TPPL | Instrument Air |  | Soporte de tubo | Pipe Support | 3542 | 23MB 303 | GT Piping | 1 | PCE | Germany |  | MBX90BQ010 |  | Instrument Air |  |  | 1015 | S-1015-0013-A-23-3542-01204305-N | 840 | 190 | 2 | 630 | 163 | 120 | SIK980000134232/6196 Unit 23 | 27583026 | 730890 | N | N
Polo | ROBA Piping Projects GmbH Obernburg | TPPL | Instrument Air |  | Soporte de tubo | Pipe Support | 3542 | 23MB 303 | GT Piping | 1 | PCE | Germany |  | MBX90BQ011 |  | Instrument Air |  |  | 1015 | S-1015-0013-A-23-3542-01204305-N | 840 | 190 | 2 | 630 | 163 | 120 | SIK980000134232/6196 Unit 23 | 27583025 | 730890 | N | N
Polo | ROBA Piping Projects GmbH Obernburg | TPPL | Instrument Air |  | Soporte de tubo | Pipe Support | 3542 | 23MB 303 | GT Piping | 1 | PCE | Germany |  | MBX90BQ012 |  | Instrument Air |  |  | 1015 | S-1015-0013-A-23-3542-01204305-N | 840 | 190 | 2 | 630 | 163 | 120 | SIK980000134232/6196 Unit 23 | 27583024 | 730890 | N | N
Polo | ROBA Piping Projects GmbH Obernburg | TPPL | Instrument Air |  | Soporte de tubo | Pipe Support | 3542 | 23MB 303 | GT Piping | 1 | PCE | Germany |  | MBX90BQ020 |  | Instrument Air |  |  | 1015 | S-1015-0013-A-23-3542-01204305-N | 840 | 190 | 2 | 630 | 163 | 120 | SIK980000134232/6196 Unit 23 | 27583023 | 730890 | N | N
Polo | ROBA Piping Projects GmbH Obernburg | TPPL | Instrument Air |  | Soporte de tubo | Pipe Support | 3542 | 23MB 303 | GT Piping | 1 | PCE | Germany |  | MBX90BQ021 |  | Instrument Air |  |  | 1015 | S-1015-0013-A-23-3542-01204305-N | 840 | 190 | 2 | 630 | 163 | 120 | SIK980000134232/6196 Unit 23 | 27583022 | 730890 | N | N
Polo | ROBA Piping Projects GmbH Obernburg | TPPL | Instrument Air |  | Soporte de tubo | Pipe Support | 3542 | 23MB 303 | GT Piping | 1 | PCE | Germany |  | MBX90BQ022 |  | Instrument Air |  |  | 1015 | S-1015-0013-A-23-3542-01204305-N | 840 | 190 | 2 | 630 | 163 | 120 | SIK980000134232/6196 Unit 23 | 27583021 | 730890 | N | N
Polo | ROBA Piping Projects GmbH Obernburg | TPPL | Instrument Air |  | Soporte de tubo | Pipe Support | 3542 | 23MB 303 | GT Piping | 1 | PCE | Germany |  | MBX90BQ023 |  | Instrument Air |  |  | 1015 | S-1015-0013-A-23-3542-01204305-N | 840 | 190 | 2 | 630 | 163 | 120 | SIK980000134232/6196 Unit 23 | 27583020 | 730890 | N | N
Polo | ROBA Piping Projects GmbH Obernburg | TPPL | Instrument Air |  | Soporte de tubo | Pipe Support | 3542 | 23MB 303 | GT Piping | 1 | PCE | Germany |  | MBX90BQ040 |  | Instrument Air |  |  | 1015 | S-1015-0013-A-23-3542-01204305-N | 840 | 190 | 2 | 630 | 163 | 120 | SIK980000134232/6196 Unit 23 | 27583019 | 730890 | N | N
Polo | ROBA Piping Projects GmbH Obernburg | TPPL | Instrument Air |  | Soporte de tubo | Pipe Support | 3542 | 23MB 303 | GT Piping | 1 | PCE | Germany |  | MBX90BQ041 |  | Instrument Air |  |  | 1015 | S-1015-0013-A-23-3542-01204305-N | 840 | 190 | 2 | 630 | 163 | 120 | SIK980000134232/6196 Unit 23 | 27583018 | 730890 | N | N
Polo | ROBA Piping Projects GmbH Obernburg | TPPL | Instrument Air |  | Soporte de tubo | Pipe Support | 3542 | 23MB 303 | GT Piping | 1 | PCE | Germany |  | MBX90BQ042 |  | Instrument Air |  |  | 1015 | S-1015-0013-A-23-3542-01204305-N | 840 | 190 | 2 | 630 | 163 | 120 | SIK980000134232/6196 Unit 23 | 27583017 | 730890 | N | N
Polo | ROBA Piping Projects GmbH Obernburg | TPPL | Instrument Air |  | Soporte de tubo | Pipe Support | 3542 | 23MB 303 | GT Piping | 1 | PCE | Germany |  | MBX90BQ051 |  | Instrument Air |  |  | 1015 | S-1015-0013-A-23-3542-01204305-N | 840 | 190 | 2 | 630 | 163 | 120 | SIK980000134232/6196 Unit 23 | 27583016 | 730890 | N | N
Polo | ROBA Piping Projects GmbH Obernburg | TPPL | Instrument Air |  | Soporte de tubo | Pipe Support | 3542 | 23MB 303 | GT Piping | 1 | PCE | Germany |  | MBX90BQ052 |  | Instrument Air |  |  | 1015 | S-1015-0013-A-23-3542-01204305-N | 840 | 190 | 2 | 630 | 163 | 120 | SIK980000134232/6196 Unit 23 | 27583015 | 730890 | N | N
Polo | ROBA Piping Projects GmbH Obernburg | TPPL | Instrument Air |  | Soporte de tubo | Pipe Support | 3542 | 23MB 303 | GT Piping | 1 | PCE | Germany |  | MBX90BQ053 |  | Instrument Air |  |  | 1015 | S-1015-0013-A-23-3542-01204305-N | 840 | 190 | 2 | 630 | 163 | 120 | SIK980000134232/6196 Unit 23 | 27583014 | 730890 | N | N
Polo | ROBA Piping Projects GmbH Obernburg | TPPL | Instrument Air |  | Soporte de tubo | Pipe Support | 3542 | 23MB 303 | GT Piping | 1 | PCE | Germany |  | MBX90BQ054 |  | Instrument Air |  |  | 1015 | S-1015-0013-A-23-3542-01204305-N | 840 | 190 | 2 | 630 | 163 | 120 | SIK980000134232/6196 Unit 23 | 27583013 | 730890 | N | N
Polo | ROBA Piping Projects GmbH Obernburg | TPPL | Instrument Air |  | Soporte de tubo | Pipe Support | 3542 | 23MB 303 | GT Piping | 1 | PCE | Germany |  | MBX90BQ060 |  | Instrument Air |  |  | 1015 | S-1015-0013-A-23-3542-01204305-N | 840 | 190 | 2 | 630 | 163 | 120 | SIK980000134232/6196 Unit 23 | 27583012 | 730890 | N | N
Polo | ROBA Piping Projects GmbH Obernburg | TPPL | Instrument Air |  | Soporte de tubo | Pipe Support | 3542 | 23MB 303 | GT Piping | 1 | PCE | Germany |  | MBX90BQ061 |  | Instrument Air |  |  | 1015 | S-1015-0013-A-23-3542-01204305-N | 840 | 190 | 2 | 630 | 163 | 120 | SIK980000134232/6196 Unit 23 | 27583011 | 730890 | N | N
Polo | ROBA Piping Projects GmbH Obernburg | TPPL | Instrument Air |  | Soporte de tubo | Pipe Support | 3542 | 23MB 303 | GT Piping | 1 | PCE | Germany |  | MBX90BQ062 |  | Instrument Air |  |  | 1015 | S-1015-0013-A-23-3542-01204305-N | 840 | 190 | 2 | 630 | 163 | 120 | SIK980000134232/6196 Unit 23 | 27583010 | 730890 | N | N
Polo | ROBA Piping Projects GmbH Obernburg | TPPL | Instrument Air |  | Soporte de tubo | Pipe Support | 3542 | 23MB 303 | GT Piping | 1 | PCE | Germany |  | MBX90BQ070 |  | Instrument Air |  |  | 1015 | S-1015-0013-A-23-3542-01204305-N | 840 | 190 | 2 | 630 | 163 | 120 | SIK980000134232/6196 Unit 23 | 27583009 | 730890 | N | N
Polo | ROBA Piping Projects GmbH Obernburg | TPPL | Instrument Air |  | Soporte de tubo | Pipe Support | 3542 | 23MB 303 | GT Piping | 1 | PCE | Germany |  | MBX90BQ071 |  | Instrument Air |  |  | 1015 | S-1015-0013-A-23-3542-01204305-N | 840 | 190 | 2 | 630 | 163 | 120 | SIK980000134232/6196 Unit 23 | 27583008 | 730890 | N | N
Polo | ROBA Piping Projects GmbH Obernburg | TPPL | Instrument Air |  | Soporte de tubo | Pipe Support | 3542 | 23MB 303 | GT Piping | 1 | PCE | Germany |  | MBX90BQ072 |  | Instrument Air |  |  | 1015 | S-1015-0013-A-23-3542-01204305-N | 840 | 190 | 2 | 630 | 163 | 120 | SIK980000134232/6196 Unit 23 | 27583007 | 730890 | N | N
Polo | ROBA Piping Projects GmbH Obernburg | TPPL | Instrument Air |  | Soporte de tubo | Pipe Support | 3542 | 23MB 303 | GT Piping | 1 | PCE | Germany |  | MBX90BQ081 |  | Instrument Air |  |  | 1015 | S-1015-0013-A-23-3542-01204305-N | 840 | 190 | 2 | 630 | 163 | 120 | SIK980000134232/6196 Unit 23 | 27583006 | 730890 | N | N
Polo | ROBA Piping Projects GmbH Obernburg | TPPL | Instrument Air |  | Soporte de tubo | Pipe Support | 3542 | 23MB 303 | GT Piping | 1 | PCE | Germany |  | MBX90BQ082 |  | Instrument Air |  |  | 1015 | S-1015-0013-A-23-3542-01204305-N | 840 | 190 | 2 | 630 | 163 | 120 | SIK980000134232/6196 Unit 23 | 27583005 | 730890 | N | N
Polo | ROBA Piping Projects GmbH Obernburg | TPPL | Instrument Air |  | Soporte de tubo | Pipe Support | 3542 | 23MB 303 | GT Piping | 1 | PCE | Germany |  | MBX90BQ083 |  | Instrument Air |  |  | 1015 | S-1015-0013-A-23-3542-01204305-N | 840 | 190 | 2 | 630 | 163 | 120 | SIK980000134232/6196 Unit 23 | 27583004 | 730890 | N | N
Polo | ROBA Piping Projects GmbH Obernburg | TPPL | Instrument Air |  | Soporte de tubo | Pipe Support | 3542 | 23MB 303 | GT Piping | 1 | PCE | Germany |  | MBX90BQ084 |  | Instrument Air |  |  | 1015 | S-1015-0013-A-23-3542-01204305-N | 840 | 190 | 2 | 630 | 163 | 120 | SIK980000134232/6196 Unit 23 | 27583003 | 730890 | N | N
Polo | ROBA Piping Projects GmbH Obernburg | TPPL | Instrument Air |  | Soporte de tubo | Pipe Support | 3542 | 23MB 303 | GT Piping | 1 | PCE | Germany |  | MBX90BQ085 |  | Instrument Air |  |  | 1015 | S-1015-0013-A-23-3542-01204305-N | 840 | 190 | 2 | 630 | 163 | 120 | SIK980000134232/6196 Unit 23 | 27583002 | 730890 | N | N
Polo | ROBA Piping Projects GmbH Obernburg | TPPL | CT Drain |  | CARRETE DE TUBERÍA PREFABRICADO DN 20, P 235 GH TC1 | PREFABRICATED PIPE SPOOL DN 20, P 235 GH TC1 | 3542 | 23MB 303 | GT Piping | 1 | PCE | Germany |  | MBA21BR001 |  | CT Drain |  |  | 1015 | S-1015-0014-A-23-3542-01204305-N | 1180 | 380 | 3.9 | 540 | 180 | 193 | SIK980000134232/6196 Unit 23 | 27583090 | 730890 | N | N
Polo | ROBA Piping Projects GmbH Obernburg | TPPL | CT Drain |  | CARRETE DE TUBERÍA PREFABRICADO DN 20, P 235 GH TC1 | PREFABRICATED PIPE SPOOL DN 20, P 235 GH TC1 | 3542 | 23MB 303 | GT Piping | 1 | PCE | Germany |  | MBA21BR001 |  | CT Drain |  |  | 1015 | S-1015-0014-A-23-3542-01204305-N | 1180 | 380 | 4 | 540 | 180 | 193 | SIK980000134232/6196 Unit 23 | 27583089 | 730890 | N | N
Polo | ROBA Piping Projects GmbH Obernburg | TPPL | CT Drain |  | CARRETE DE TUBERÍA PREFABRICADO DN 20, P 235 GH TC1 | PREFABRICATED PIPE SPOOL DN 20, P 235 GH TC1 | 3542 | 23MB 303 | GT Piping | 1 | PCE | Germany |  | MBA21BR001 |  | CT Drain |  |  | 1015 | S-1015-0014-A-23-3542-01204305-N | 1180 | 380 | 4 | 540 | 180 | 193 | SIK980000134232/6196 Unit 23 | 27583088 | 730890 | N | N
Polo | ROBA Piping Projects GmbH Obernburg | TPPL | CT Drain |  | CARRETE DE TUBERÍA PREFABRICADO DN 20, P 235 GH TC1 | PREFABRICATED PIPE SPOOL DN 20, P 235 GH TC1 | 3542 | 23MB 303 | GT Piping | 1 | PCE | Germany |  | MBA21BR002 |  | CT Drain |  |  | 1015 | S-1015-0014-A-23-3542-01204305-N | 1180 | 380 | 4 | 540 | 180 | 193 | SIK980000134232/6196 Unit 23 | 27583087 | 730890 | N | N
Polo | ROBA Piping Projects GmbH Obernburg | TPPL | CT Drain |  | CARRETE DE TUBERÍA PREFABRICADO DN 20, P 235 GH TC1 | PREFABRICATED PIPE SPOOL DN 20, P 235 GH TC1 | 3542 | 23MB 303 | GT Piping | 1 | PCE | Germany |  | MBA21BR002 |  | CT Drain |  |  | 1015 | S-1015-0014-A-23-3542-01204305-N | 1180 | 380 | 4 | 540 | 180 | 193 | SIK980000134232/6196 Unit 23 | 27583086 | 730890 | N | N
Polo | ROBA Piping Projects GmbH Obernburg | TPPL | CT Drain |  | CARRETE DE TUBERÍA PREFABRICADO DN 20, P 235 GH TC1 | PREFABRICATED PIPE SPOOL DN 20, P 235 GH TC1 | 3542 | 23MB 303 | GT Piping | 1 | PCE | Germany |  | MBA21BR002 |  | CT Drain |  |  | 1015 | S-1015-0014-A-23-3542-01204305-N | 1180 | 380 | 4 | 540 | 180 | 193 | SIK980000134232/6196 Unit 23 | 27583085 | 730890 | N | N
Polo | ROBA Piping Projects GmbH Obernburg | TPPL | CT Drain |  | CARRETE DE TUBERÍA PREFABRICADO DN 20, P 235 GH TC1 | PREFABRICATED PIPE SPOOL DN 20, P 235 GH TC1 | 3542 | 23MB 303 | GT Piping | 1 | PCE | Germany |  | MBA21BR003 |  | CT Drain |  |  | 1015 | S-1015-0014-A-23-3542-01204305-N | 1180 | 380 | 4 | 540 | 180 | 193 | SIK980000134232/6196 Unit 23 | 27583084 | 730890 | N | N
Polo | ROBA Piping Projects GmbH Obernburg | TPPL | CT Drain |  | CARRETE DE TUBERÍA PREFABRICADO DN 20, P 235 GH TC1 | PREFABRICATED PIPE SPOOL DN 20, P 235 GH TC1 | 3542 | 23MB 303 | GT Piping | 1 | PCE | Germany |  | MBA21BR003 |  | CT Drain |  |  | 1015 | S-1015-0014-A-23-3542-01204305-N | 1180 | 380 | 4 | 540 | 180 | 193 | SIK980000134232/6196 Unit 23 | 27583083 | 730890 | N | N
Polo | ROBA Piping Projects GmbH Obernburg | TPPL | CT Drain |  | CARRETE DE TUBERÍA PREFABRICADO DN 20, P 235 GH TC1 | PREFABRICATED PIPE SPOOL DN 20, P 235 GH TC1 | 3542 | 23MB 303 | GT Piping | 1 | PCE | Germany |  | MBA21BR003 |  | CT Drain |  |  | 1015 | S-1015-0014-A-23-3542-01204305-N | 1180 | 380 | 4 | 540 | 180 | 193 | SIK980000134232/6196 Unit 23 | 27583082 | 730890 | N | N
Polo | ROBA Piping Projects GmbH Obernburg | TPPL | CT Drain |  | CARRETE DE TUBERÍA PREFABRICADO DN 20, P 235 GH TC1 | PREFABRICATED PIPE SPOOL DN 20, P 235 GH TC1 | 3542 | 23MB 303 | GT Piping | 1 | PCE | Germany |  | MBA21BR004 |  | CT Drain |  |  | 1015 | S-1015-0014-A-23-3542-01204305-N | 1180 | 380 | 4 | 540 | 180 | 193 | SIK980000134232/6196 Unit 23 | 27583081 | 730890 | N | N
Polo | ROBA Piping Projects GmbH Obernburg | TPPL | CT Drain |  | CARRETE DE TUBERÍA PREFABRICADO DN 20, P 235 GH TC1 | PREFABRICATED PIPE SPOOL DN 20, P 235 GH TC1 | 3542 | 23MB 303 | GT Piping | 1 | PCE | Germany |  | MBA21BR004 |  | CT Drain |  |  | 1015 | S-1015-0014-A-23-3542-01204305-N | 1180 | 380 | 4 | 540 | 180 | 193 | SIK980000134232/6196 Unit 23 | 27583080 | 730890 | N | N
Polo | ROBA Piping Projects GmbH Obernburg | TPPL | CT Drain |  | CARRETE DE TUBERÍA PREFABRICADO DN 20, P 235 GH TC1 | PREFABRICATED PIPE SPOOL DN 20, P 235 GH TC1 | 3542 | 23MB 303 | GT Piping | 1 | PCE | Germany |  | MBA21BR004 |  | CT Drain |  |  | 1015 | S-1015-0014-A-23-3542-01204305-N | 1180 | 380 | 4 | 540 | 180 | 193 | SIK980000134232/6196 Unit 23 | 27583079 | 730890 | N | N
Polo | ROBA Piping Projects GmbH Obernburg | TPPL | CT Drain |  | CARRETE DE TUBERÍA PREFABRICADO DN 20, P 235 GH TC1 | PREFABRICATED PIPE SPOOL DN 20, P 235 GH TC1 | 3542 | 23MB 303 | GT Piping | 1 | PCE | Germany |  | MBA22BR001 |  | CT Drain |  |  | 1015 | S-1015-0014-A-23-3542-01204305-N | 1180 | 380 | 4 | 540 | 180 | 193 | SIK980000134232/6196 Unit 23 | 27583078 | 730890 | N | N
Polo | ROBA Piping Projects GmbH Obernburg | TPPL | CT Drain |  | CARRETE DE TUBERÍA PREFABRICADO DN 20, P 235 GH TC1 | PREFABRICATED PIPE SPOOL DN 20, P 235 GH TC1 | 3542 | 23MB 303 | GT Piping | 1 | PCE | Germany |  | MBA22BR001 |  | CT Drain |  |  | 1015 | S-1015-0014-A-23-3542-01204305-N | 1180 | 380 | 4 | 540 | 180 | 193 | SIK980000134232/6196 Unit 23 | 27583077 | 730890 | N | N
Polo | ROBA Piping Projects GmbH Obernburg | TPPL | CT Drain |  | CARRETE DE TUBERÍA PREFABRICADO DN 20, P 235 GH TC1 | PREFABRICATED PIPE SPOOL DN 20, P 235 GH TC1 | 3542 | 23MB 303 | GT Piping | 1 | PCE | Germany |  | MBA22BR001 |  | CT Drain |  |  | 1015 | S-1015-0014-A-23-3542-01204305-N | 1180 | 380 | 4 | 540 | 180 | 193 | SIK980000134232/6196 Unit 23 | 27583076 | 730890 | N | N
Polo | ROBA Piping Projects GmbH Obernburg | TPPL | CT Drain |  | CARRETE DE TUBERÍA PREFABRICADO DN 20, P 235 GH TC1 | PREFABRICATED PIPE SPOOL DN 20, P 235 GH TC1 | 3542 | 23MB 303 | GT Piping | 1 | PCE | Germany |  | MBA22BR001 |  | CT Drain |  |  | 1015 | S-1015-0014-A-23-3542-01204305-N | 1180 | 380 | 4 | 540 | 180 | 193 | SIK980000134232/6196 Unit 23 | 27583075 | 730890 | N | N
Polo | ROBA Piping Projects GmbH Obernburg | TPPL | CT Drain |  | CARRETE DE TUBERÍA PREFABRICADO DN 20, P 235 GH TC1 | PREFABRICATED PIPE SPOOL DN 20, P 235 GH TC1 | 3542 | 23MB 303 | GT Piping | 1 | PCE | Germany |  | MBA22BR002 |  | CT Drain |  |  | 1015 | S-1015-0014-A-23-3542-01204305-N | 1180 | 380 | 4 | 540 | 180 | 193 | SIK980000134232/6196 Unit 23 | 27583074 | 730890 | N | N
Polo | ROBA Piping Projects GmbH Obernburg | TPPL | CT Drain |  | CARRETE DE TUBERÍA PREFABRICADO DN 20, P 235 GH TC1 | PREFABRICATED PIPE SPOOL DN 20, P 235 GH TC1 | 3542 | 23MB 303 | GT Piping | 1 | PCE | Germany |  | MBA23BR001 |  | CT Drain |  |  | 1015 | S-1015-0014-A-23-3542-01204305-N | 1180 | 380 | 4 | 540 | 180 | 193 | SIK980000134232/6196 Unit 23 | 27583186 | 730890 | N | N
Polo | ROBA Piping Projects GmbH Obernburg | TPPL | CT Drain |  | CARRETE DE TUBERÍA PREFABRICADO DN 20, P 235 GH TC1 | PREFABRICATED PIPE SPOOL DN 20, P 235 GH TC1 | 3542 | 23MB 303 | GT Piping | 1 | PCE | Germany |  | MBA23BR001 |  | CT Drain |  |  | 1015 | S-1015-0014-A-23-3542-01204305-N | 1180 | 380 | 4 | 540 | 180 | 193 | SIK980000134232/6196 Unit 23 | 27583185 | 730890 | N | N
Polo | ROBA Piping Projects GmbH Obernburg | TPPL | CT Drain |  | CARRETE DE TUBERÍA PREFABRICADO DN 20, P 235 GH TC1 | PREFABRICATED PIPE SPOOL DN 20, P 235 GH TC1 | 3542 | 23MB 303 | GT Piping | 1 | PCE | Germany |  | MBA23BR002 |  | CT Drain |  |  | 1015 | S-1015-0014-A-23-3542-01204305-N | 1180 | 380 | 4 | 540 | 180 | 193 | SIK980000134232/6196 Unit 23 | 27583184 | 730890 | N | N
Polo | ROBA Piping Projects GmbH Obernburg | TPPL | CT Drain |  | CARRETE DE TUBERÍA PREFABRICADO DN 20, P 235 GH TC1 | PREFABRICATED PIPE SPOOL DN 20, P 235 GH TC1 | 3542 | 23MB 303 | GT Piping | 1 | PCE | Germany |  | MBA23BR002 |  | CT Drain |  |  | 1015 | S-1015-0014-A-23-3542-01204305-N | 1180 | 380 | 4 | 540 | 180 | 193 | SIK980000134232/6196 Unit 23 | 27583183 | 730890 | N | N
Polo | ROBA Piping Projects GmbH Obernburg | TPPL | CT Drain |  | CARRETE DE TUBERÍA PREFABRICADO DN 20, P 235 GH TC1 | PREFABRICATED PIPE SPOOL DN 20, P 235 GH TC1 | 3542 | 23MB 303 | GT Piping | 1 | PCE | Germany |  | MBA23BR003 |  | CT Drain |  |  | 1015 | S-1015-0014-A-23-3542-01204305-N | 1180 | 380 | 4 | 540 | 180 | 193 | SIK980000134232/6196 Unit 23 | 27583182 | 730890 | N | N
Polo | ROBA Piping Projects GmbH Obernburg | TPPL | CT Drain |  | CARRETE DE TUBERÍA PREFABRICADO DN 20, P 235 GH TC1 | PREFABRICATED PIPE SPOOL DN 20, P 235 GH TC1 | 3542 | 23MB 303 | GT Piping | 1 | PCE | Germany |  | MBA23BR003 |  | CT Drain |  |  | 1015 | S-1015-0014-A-23-3542-01204305-N | 1180 | 380 | 4 | 540 | 180 | 193 | SIK980000134232/6196 Unit 23 | 27583181 | 730890 | N | N
Polo | ROBA Piping Projects GmbH Obernburg | TPPL | CT Drain |  | CARRETE DE TUBERÍA PREFABRICADO DN 20, P 235 GH TC1 | PREFABRICATED PIPE SPOOL DN 20, P 235 GH TC1 | 3542 | 23MB 303 | GT Piping | 1 | PCE | Germany |  | MBA23BR004 |  | CT Drain |  |  | 1015 | S-1015-0014-A-23-3542-01204305-N | 1180 | 380 | 4 | 540 | 180 | 193 | SIK980000134232/6196 Unit 23 | 27583180 | 730890 | N | N
Polo | ROBA Piping Projects GmbH Obernburg | TPPL | CT Drain |  | CARRETE DE TUBERÍA PREFABRICADO DN 20, P 235 GH TC1 | PREFABRICATED PIPE SPOOL DN 20, P 235 GH TC1 | 3542 | 23MB 303 | GT Piping | 1 | PCE | Germany |  | MBA23BR004 |  | CT Drain |  |  | 1015 | S-1015-0014-A-23-3542-01204305-N | 1180 | 380 | 4 | 540 | 180 | 193 | SIK980000134232/6196 Unit 23 | 27583179 | 730890 | N | N
Polo | ROBA Piping Projects GmbH Obernburg | TPPL | CT Drain |  | CARRETE DE TUBERÍA PREFABRICADO DN 25, P 235 GH TC1 | PREFABRICATED PIPE SPOOL DN 25, P 235 GH TC1 | 3542 | 23MB 303 | GT Piping | 1 | PCE | Germany |  | MBA23BR005 |  | CT Drain |  |  | 1015 | S-1015-0014-A-23-3542-01204305-N | 1180 | 380 | 4 | 540 | 180 | 193 | SIK980000134232/6196 Unit 23 | 27583178 | 730890 | N | N
Polo | ROBA Piping Projects GmbH Obernburg | TPPL | CT Drain |  | CARRETE DE TUBERÍA PREFABRICADO DN 25, P 235 GH TC1 | PREFABRICATED PIPE SPOOL DN 25, P 235 GH TC1 | 3542 | 23MB 303 | GT Piping | 1 | PCE | Germany |  | MBA23BR005 |  | CT Drain |  |  | 1015 | S-1015-0014-A-23-3542-01204305-N | 1180 | 380 | 4 | 540 | 180 | 193 | SIK980000134232/6196 Unit 23 | 27583177 | 730890 | N | N
Polo | ROBA Piping Projects GmbH Obernburg | TPPL | CT Drain |  | CARRETE DE TUBERÍA PREFABRICADO DN 20, P 235 GH TC1 | PREFABRICATED PIPE SPOOL DN 20, P 235 GH TC1 | 3542 | 23MB 303 | GT Piping | 1 | PCE | Germany |  | MBA24BR001 |  | CT Drain |  |  | 1015 | S-1015-0014-A-23-3542-01204305-N | 1180 | 380 | 4 | 540 | 180 | 193 | SIK980000134232/6196 Unit 23 | 27583176 | 730890 | N | N
Polo | ROBA Piping Projects GmbH Obernburg | TPPL | CT Drain |  | CARRETE DE TUBERÍA PREFABRICADO DN 20, P 235 GH TC1 | PREFABRICATED PIPE SPOOL DN 20, P 235 GH TC1 | 3542 | 23MB 303 | GT Piping | 1 | PCE | Germany |  | MBA24BR002 |  | CT Drain |  |  | 1015 | S-1015-0014-A-23-3542-01204305-N | 1180 | 380 | 4 | 540 | 180 | 193 | SIK980000134232/6196 Unit 23 | 27583175 | 730890 | N | N
Polo | ROBA Piping Projects GmbH Obernburg | TPPL | CT Drain |  | CARRETE DE TUBERÍA PREFABRICADO DN 20, P 235 GH TC1 | PREFABRICATED PIPE SPOOL DN 20, P 235 GH TC1 | 3542 | 23MB 303 | GT Piping | 1 | PCE | Germany |  | MBA24BR002 |  | CT Drain |  |  | 1015 | S-1015-0014-A-23-3542-01204305-N | 1180 | 380 | 4 | 540 | 180 | 193 | SIK980000134232/6196 Unit 23 | 27583174 | 730890 | N | N
Polo | ROBA Piping Projects GmbH Obernburg | TPPL | CT Drain |  | CARRETE DE TUBERÍA PREFABRICADO DN 20, P 235 GH TC1 | PREFABRICATED PIPE SPOOL DN 20, P 235 GH TC1 | 3542 | 23MB 303 | GT Piping | 1 | PCE | Germany |  | MBA24BR002 |  | CT Drain |  |  | 1015 | S-1015-0014-A-23-3542-01204305-N | 1180 | 380 | 4 | 540 | 180 | 193 | SIK980000134232/6196 Unit 23 | 27583173 | 730890 | N | N
Polo | ROBA Piping Projects GmbH Obernburg | TPPL | CT Drain |  | CARRETE DE TUBERÍA PREFABRICADO DN 20, P 235 GH TC1 | PREFABRICATED PIPE SPOOL DN 20, P 235 GH TC1 | 3542 | 23MB 303 | GT Piping | 1 | PCE | Germany |  | MBA24BR003 |  | CT Drain |  |  | 1015 | S-1015-0014-A-23-3542-01204305-N | 1180 | 380 | 4 | 540 | 180 | 193 | SIK980000134232/6196 Unit 23 | 27583172 | 730890 | N | N
Polo | ROBA Piping Projects GmbH Obernburg | TPPL | CT Drain |  | CARRETE DE TUBERÍA PREFABRICADO DN 20, P 235 GH TC1 | PREFABRICATED PIPE SPOOL DN 20, P 235 GH TC1 | 3542 | 23MB 303 | GT Piping | 1 | PCE | Germany |  | MBA24BR003 |  | CT Drain |  |  | 1015 | S-1015-0014-A-23-3542-01204305-N | 1180 | 380 | 4 | 540 | 180 | 193 | SIK980000134232/6196 Unit 23 | 27583171 | 730890 | N | N
Polo | ROBA Piping Projects GmbH Obernburg | TPPL | CT Drain |  | CARRETE DE TUBERÍA PREFABRICADO DN 20, P 235 GH TC1 | PREFABRICATED PIPE SPOOL DN 20, P 235 GH TC1 | 3542 | 23MB 303 | GT Piping | 1 | PCE | Germany |  | MBA24BR003 |  | CT Drain |  |  | 1015 | S-1015-0014-A-23-3542-01204305-N | 1180 | 380 | 4 | 540 | 180 | 193 | SIK980000134232/6196 Unit 23 | 27583170 | 730890 | N | N
Polo | ROBA Piping Projects GmbH Obernburg | TPPL | CT Drain |  | CARRETE DE TUBERÍA PREFABRICADO DN 20, P 235 GH TC1 | PREFABRICATED PIPE SPOOL DN 20, P 235 GH TC1 | 3542 | 23MB 303 | GT Piping | 1 | PCE | Germany |  | MBA24BR004 |  | CT Drain |  |  | 1015 | S-1015-0014-A-23-3542-01204305-N | 1180 | 380 | 4 | 540 | 180 | 193 | SIK980000134232/6196 Unit 23 | 27583169 | 730890 | N | N
Polo | ROBA Piping Projects GmbH Obernburg | TPPL | CT Drain |  | CARRETE DE TUBERÍA PREFABRICADO DN 20, P 235 GH TC1 | PREFABRICATED PIPE SPOOL DN 20, P 235 GH TC1 | 3542 | 23MB 303 | GT Piping | 1 | PCE | Germany |  | MBA24BR005 |  | CT Drain |  |  | 1015 | S-1015-0014-A-23-3542-01204305-N | 1180 | 380 | 4 | 540 | 180 | 193 | SIK980000134232/6196 Unit 23 | 27583168 | 730890 | N | N
Polo | ROBA Piping Projects GmbH Obernburg | TPPL | CT Drain |  | CARRETE DE TUBERÍA PREFABRICADO DN 20, P 235 GH TC1, | PREFABRICATED PIPE SPOOL DN 20, P 235 GH TC1, | 3542 | 23MB 303 | GT Piping | 1 | PCE | Germany |  | MBA24BR006 |  | CT Drain |  |  | 1015 | S-1015-0014-A-23-3542-01204305-N | 1180 | 380 | 4 | 540 | 180 | 193 | SIK980000134232/6196 Unit 23 | 27583167 | 730890 | N | N
Polo | ROBA Piping Projects GmbH Obernburg | TPPL | CT Drain |  | CARRETE DE TUBERÍA PREFABRICADO DN 20, P 235 GH TC1 | PREFABRICATED PIPE SPOOL DN 20, P 235 GH TC1 | 3542 | 23MB 303 | GT Piping | 1 | PCE | Germany |  | MBA24BR006 |  | CT Drain |  |  | 1015 | S-1015-0014-A-23-3542-01204305-N | 1180 | 380 | 4 | 540 | 180 | 193 | SIK980000134232/6196 Unit 23 | 27583166 | 730890 | N | N
Polo | ROBA Piping Projects GmbH Obernburg | TPPL | CT Drain |  | CARRETE DE TUBERÍA PREFABRICADO DN 20, P 235 GH TC1 | PREFABRICATED PIPE SPOOL DN 20, P 235 GH TC1 | 3542 | 23MB 303 | GT Piping | 1 | PCE | Germany |  | MBA24BR006 |  | CT Drain |  |  | 1015 | S-1015-0014-A-23-3542-01204305-N | 1180 | 380 | 4 | 540 | 180 | 193 | SIK980000134232/6196 Unit 23 | 27583165 | 730890 | N | N
Polo | ROBA Piping Projects GmbH Obernburg | TPPL | CT Drain |  | CARRETE DE TUBERÍA PREFABRICADO DN 20, P 235 GH TC1 | PREFABRICATED PIPE SPOOL DN 20, P 235 GH TC1 | 3542 | 23MB 303 | GT Piping | 1 | PCE | Germany |  | MBA24BR006 |  | CT Drain |  |  | 1015 | S-1015-0014-A-23-3542-01204305-N | 1180 | 380 | 4 | 540 | 180 | 193 | SIK980000134232/6196 Unit 23 | 27583164 | 730890 | N | N
Polo | ROBA Piping Projects GmbH Obernburg | TPPL | CT Drain |  | CARRETE DE TUBERÍA PREFABRICADO DN 100, P 235 GH TC1 | PREFABRICATED PIPE SPOOL DN 100, P 235 GH TC1 | 3542 | 23MB 303 | GT Piping | 1 | PCE | Germany |  | MBA25BR001 1/2 |  | CT Drain |  |  | 1015 | S-1015-0014-A-23-3542-01204305-N | 1180 | 380 | 4 | 540 | 180 | 193 | SIK980000134232/6196 Unit 23 | 27583163 | 730890 | N | N
Polo | ROBA Piping Projects GmbH Obernburg | TPPL | CT Drain |  | Junta de estanqueidad, Cobre, 1", 39 x 33 x 2,0 mm | Gasket Ring, Copper, 1", 39 x 33 x 2,0 mm | 3542 | 23MB 303 | GT Piping | 1 | PCE | Germany |  | MBA21BR001 |  | CT Drain |  |  | 1015 | S-1015-0014-A-23-3542-01204305-N | 1180 | 380 | 0.1 | 540 | 180 | 193 | SIK980000134232/6196 Unit 23 | 27583162 | 730890 | N | N
Polo | ROBA Piping Projects GmbH Obernburg | TPPL | CT Drain |  | Válvula de bolas, según SLV 3560212 Pos. 1, Latón, DN 25, BNG V025.325 | Ball Valve, acc. to SLV 3560212 Pos. 1, Brass, DN 25, BNG V025.325 | 3542 | 23MB 303 | GT Piping | 1 | PCE | Germany |  | MBA21BR001 / MBA21AA251 |  | CT Drain |  |  | 1015 | S-1015-0014-A-23-3542-01204305-N | 1180 | 380 | 5 | 540 | 180 | 193 | SIK980000134232/6196 Unit 23 | 27583161 | 730890 | N | N
Polo | ROBA Piping Projects GmbH Obernburg | TPPL | CT Drain |  | Junta de estanqueidad, Cobre, 1", 39 x 33 x 2,0 mm | Gasket Ring, Copper, 1", 39 x 33 x 2,0 mm | 3542 | 23MB 303 | GT Piping | 1 | PCE | Germany |  | MBA21BR002 |  | CT Drain |  |  | 1015 | S-1015-0014-A-23-3542-01204305-N | 1180 | 380 | 0.1 | 540 | 180 | 193 | SIK980000134232/6196 Unit 23 | 27583160 | 730890 | N | N
Polo | ROBA Piping Projects GmbH Obernburg | TPPL | CT Drain |  | Válvula de bolas, según SLV 3560212 Pos. 1, Latón, DN 25, BNG V025.325 | Ball Valve, acc. to SLV 3560212 Pos. 1, Brass, DN 25, BNG V025.325 | 3542 | 23MB 303 | GT Piping | 1 | PCE | Germany |  | MBA21BR002 / MBA21AA254 |  | CT Drain |  |  | 1015 | S-1015-0014-A-23-3542-01204305-N | 1180 | 380 | 5 | 540 | 180 | 193 | SIK980000134232/6196 Unit 23 | 27583159 | 730890 | N | N
Polo | ROBA Piping Projects GmbH Obernburg | TPPL | CT Drain |  | Junta de estanqueidad, Cobre, 1", 39 x 33 x 2,0 mm | Gasket Ring, Copper, 1", 39 x 33 x 2,0 mm | 3542 | 23MB 303 | GT Piping | 1 | PCE | Germany |  | MBA21BR003 |  | CT Drain |  |  | 1015 | S-1015-0014-A-23-3542-01204305-N | 1180 | 380 | 0.1 | 540 | 180 | 193 | SIK980000134232/6196 Unit 23 | 27583158 | 730890 | N | N
Polo | ROBA Piping Projects GmbH Obernburg | TPPL | CT Drain |  | Válvula de bolas, según SLV 3560212 Pos. 1, Latón, DN 25, BNG V025.325 | Ball Valve, acc. to SLV 3560212 Pos. 1, Brass, DN 25, BNG V025.325 | 3542 | 23MB 303 | GT Piping | 1 | PCE | Germany |  | MBA21BR003 / MBA21AA252 |  | CT Drain |  |  | 1015 | S-1015-0014-A-23-3542-01204305-N | 1180 | 380 | 5 | 540 | 180 | 193 | SIK980000134232/6196 Unit 23 | 27583157 | 730890 | N | N
Polo | ROBA Piping Projects GmbH Obernburg | TPPL | CT Drain |  | Junta de estanqueidad, Cobre, 1", 39 x 33 x 2,0 mm | Gasket Ring, Copper, 1", 39 x 33 x 2,0 mm | 3542 | 23MB 303 | GT Piping | 1 | PCE | Germany |  | MBA21BR004 |  | CT Drain |  |  | 1015 | S-1015-0014-A-23-3542-01204305-N | 1180 | 380 | 0.1 | 540 | 180 | 193 | SIK980000134232/6196 Unit 23 | 27583156 | 730890 | N | N
Polo | ROBA Piping Projects GmbH Obernburg | TPPL | CT Drain |  | Válvula de bolas, según SLV 3560212 Pos. 1, Latón, DN 25, BNG V025.325 | Ball Valve, acc. to SLV 3560212 Pos. 1, Brass, DN 25, BNG V025.325 | 3542 | 23MB 303 | GT Piping | 1 | PCE | Germany |  | MBA21BR004 / MBA21AA253 |  | CT Drain |  |  | 1015 | S-1015-0014-A-23-3542-01204305-N | 1180 | 380 | 5 | 540 | 180 | 193 | SIK980000134232/6196 Unit 23 | 27583155 | 730890 | N | N
Polo | ROBA Piping Projects GmbH Obernburg | TPPL | CT Drain |  | Brida con cuello soldada, PN 40, ranurada según KUN 673.45, P 250 GH / C 22.8, DN 25, 33,7 x 2,6 | Welding Neck Flange, PN 40, grooved acc. to KUN 673.45, P 250 GH / C 22.8, DN 25, 33,7 x 2,6 | 3542 | 23MB 303 | GT Piping | 1 | PCE | Germany |  | MBA22BR001 |  | CT Drain |  |  | 1015 | S-1015-0014-A-23-3542-01204305-N | 1180 | 380 | 5 | 540 | 180 | 193 | SIK980000134232/6196 Unit 23 | 27583154 | 730890 | N | N
Polo | ROBA Piping Projects GmbH Obernburg | TPPL | CT Drain |  | Perno hexagonal, AD-W0, 8,8 A3C, M 12, M 12 x 60 | Hexagon Bolt, AD-W0, 8.8 A3C, M 12, M 12 x 60 | 3542 | 23MB 303 | GT Piping | 12 | PCE | Germany |  | MBA22BR001 |  | CT Drain |  |  | 1015 | S-1015-0014-A-23-3542-01204305-N | 1180 | 380 | 2.4 | 540 | 180 | 193 | SIK980000134232/6196 Unit 23 | 27583153 | 730890 | N | N
Polo | ROBA Piping Projects GmbH Obernburg | TPPL | CT Drain |  | Perno hexagonal, AD-W0, 8,8 A3C, M 12, M 12 x 60 | Hexagon Bolt, AD-W0, 8.8 A3C, M 12, M 12 x 60 | 3542 | 23MB 303 | GT Piping | 4 | PCE | Germany |  | MBA22BR001 |  | CT Drain |  |  | 1015 | S-1015-0014-A-23-3542-01204305-N | 1180 | 380 | 0.8 | 540 | 180 | 193 | SIK980000134232/6196 Unit 23 | 27583152 | 730890 | N | N
Polo | ROBA Piping Projects GmbH Obernburg | TPPL | CT Drain |  | Perno hexagonal, AD-W0, 8 A3C, M 12 | Hexagon Nut, AD-W0, 8 A3C, M 12 | 3542 | 23MB 303 | GT Piping | 16 | PCE | Germany |  | MBA22BR001 |  | CT Drain |  |  | 1015 | S-1015-0014-A-23-3542-01204305-N | 1180 | 380 | 1.6 | 540 | 180 | 193 | SIK980000134232/6196 Unit 23 | 27583151 | 730890 | N | N
Polo | ROBA Piping Projects GmbH Obernburg | TPPL | CT Drain |  | Arandela de retención, Forma A, Acero galvanizado, M 12, 13,0 x 19,5 x 2,2 mm | Locking Washer, Form A, Galvanized steel, M 12, 13,0 x 19,5 x 2,2 mm | 3542 | 23MB 303 | GT Piping | 24 | PR | Germany |  | MBA22BR001 |  | CT Drain |  |  | 1015 | S-1015-0014-A-23-3542-01204305-N | 1180 | 380 | 2.4 | 540 | 180 | 193 | SIK980000134232/6196 Unit 23 | 27583073 | 730890 | N | N
Polo | ROBA Piping Projects GmbH Obernburg | TPPL | CT Drain |  | Arandela de retención, Forma A, Acero galvanizado, M 12, 13,0 x 19,5 x 2,2 mm | Locking Washer, Form A, Galvanized steel, M 12, 13,0 x 19,5 x 2,2 mm | 3542 | 23MB 303 | GT Piping | 8 | PR | Germany |  | MBA22BR001 |  | CT Drain |  |  | 1015 | S-1015-0014-A-23-3542-01204305-N | 1180 | 380 | 0.8 | 540 | 180 | 193 | SIK980000134232/6196 Unit 23 | 27583072 | 730890 | N | N
Polo | ROBA Piping Projects GmbH Obernburg | TPPL | CT Drain |  | Junta tórica, Vitón (80 mm), DN 25, 36,5 x 2,65 | O-Ring, Viton (80 Shore), DN 25, 36,5 x 2,65 | 3542 | 23MB 303 | GT Piping | 1 | PCE | Germany |  | MBA22BR001 |  | CT Drain |  |  | 1015 | S-1015-0014-A-23-3542-01204305-N | 1180 | 380 | 0.1 | 540 | 180 | 193 | SIK980000134232/6196 Unit 23 | 27583150 | 730890 | N | N
Polo | ROBA Piping Projects GmbH Obernburg | TPPL | CT Drain |  | Junta tórica, Vitón (80 mm), DN 25, 36,5 x 2,65 | O-Ring, Viton (80 Shore), DN 25, 36,5 x 2,65 | 3542 | 23MB 303 | GT Piping | 3 | PCE | Germany |  | MBA22BR001 |  | CT Drain |  |  | 1015 | S-1015-0014-A-23-3542-01204305-N | 1180 | 380 | 0.3 | 540 | 180 | 193 | SIK980000134232/6196 Unit 23 | 27583149 | 730890 | N | N
Polo | ROBA Piping Projects GmbH Obernburg | TPPL | CT Drain |  | Junta de estanqueidad, Cobre, 1", 39 x 33 x 2,0 mm | Gasket Ring, Copper, 1", 39 x 33 x 2,0 mm | 3542 | 23MB 303 | GT Piping | 1 | PCE | Germany |  | MBA22BR001 |  | CT Drain |  |  | 1015 | S-1015-0014-A-23-3542-01204305-N | 1180 | 380 | 0.1 | 540 | 180 | 193 | SIK980000134232/6196 Unit 23 | 27583148 | 730890 | N | N
Polo | ROBA Piping Projects GmbH Obernburg | TPPL | CT Drain |  | Válvula solenoide, según SLV 3640136 Rev. G, acero, DN 25, Pos. 1 (FK 25 NC 1E con control de posición final) | Solenoid Valve, acc. SLV 3640136 Rev. G, steel, DN 25, Pos. 1 (FK 25 NC 1E with end position control) | 3542 | 23MB 303 | GT Piping | 1 | PCE | Germany |  | MBA22BR001 / MBA22AA002 |  | CT Drain |  |  | 1015 | S-1015-0014-A-23-3542-01204305-N | 1180 | 380 | 8 | 540 | 180 | 193 | SIK980000134232/6196 Unit 23 | 27583147 | 730890 | N | N
Polo | ROBA Piping Projects GmbH Obernburg | TPPL | CT Drain |  | Válvula solenoide, según SLV 3640136 Rev. G, acero, DN 25, Pos. 1 (FK 25 NC 1E con control de posición final) | Solenoid Valve, acc. SLV 3640136 Rev. G, steel, DN 25, Pos. 1 (FK 25 NC 1E with end position control) | 3542 | 23MB 303 | GT Piping | 1 | PCE | Germany |  | MBA22BR001 / MBA22AA001 |  | CT Drain |  |  | 1015 | S-1015-0014-A-23-3542-01204305-N | 1180 | 380 | 8 | 540 | 180 | 193 | SIK980000134232/6196 Unit 23 | 27583146 | 730890 | N | N
Polo | ROBA Piping Projects GmbH Obernburg | TPPL | CT Drain |  | Válvula de bolas, según SLV 3560212 Pos. 1, Latón, DN 25, BNG V025.325 | Ball Valve, acc. to SLV 3560212 Pos. 1, Brass, DN 25, BNG V025.325 | 3542 | 23MB 303 | GT Piping | 1 | PCE | Germany |  | MBA22BR002 / MBA22AA251 |  | CT Drain |  |  | 1015 | S-1015-0014-A-23-3542-01204305-N | 1180 | 380 | 5 | 540 | 180 | 193 | SIK980000134232/6196 Unit 23 | 27583145 | 730890 | N | N
Polo | ROBA Piping Projects GmbH Obernburg | TPPL | CT Drain |  | Junta de estanqueidad, Cobre, 1", 39 x 33 x 2,0 mm | Gasket Ring, Copper, 1", 39 x 33 x 2,0 mm | 3542 | 23MB 303 | GT Piping | 1 | PCE | Germany |  | MBA23BR001 |  | CT Drain |  |  | 1015 | S-1015-0014-A-23-3542-01204305-N | 1180 | 380 | 0.1 | 540 | 180 | 193 | SIK980000134232/6196 Unit 23 | 27583144 | 730890 | N | N
Polo | ROBA Piping Projects GmbH Obernburg | TPPL | CT Drain |  | Válvula de bolas, según SLV 3560212 Pos. 1, Latón, DN 25, BNG V025.325 | Ball Valve, acc. to SLV 3560212 Pos. 1, Brass, DN 25, BNG V025.325 | 3542 | 23MB 303 | GT Piping | 1 | PCE | Germany |  | MBA23BR001 / MBA23AA251 |  | CT Drain |  |  | 1015 | S-1015-0014-A-23-3542-01204305-N | 1180 | 380 | 5 | 540 | 180 | 193 | SIK980000134232/6196 Unit 23 | 27583143 | 730890 | N | N
Polo | ROBA Piping Projects GmbH Obernburg | TPPL | CT Drain |  | Junta de estanqueidad, Cobre, 1", 39 x 33 x 2,0 mm | Gasket Ring, Copper, 1", 39 x 33 x 2,0 mm | 3542 | 23MB 303 | GT Piping | 1 | PCE | Germany |  | MBA23BR002 |  | CT Drain |  |  | 1015 | S-1015-0014-A-23-3542-01204305-N | 1180 | 380 | 0.1 | 540 | 180 | 193 | SIK980000134232/6196 Unit 23 | 27583142 | 730890 | N | N
Polo | ROBA Piping Projects GmbH Obernburg | TPPL | CT Drain |  | Válvula de bolas, según SLV 3560212 Pos. 1, Latón, DN 25, BNG V025.325 | Ball Valve, acc. to SLV 3560212 Pos. 1, Brass, DN 25, BNG V025.325 | 3542 | 23MB 303 | GT Piping | 1 | PCE | Germany |  | MBA23BR002 / MBA23AA252 |  | CT Drain |  |  | 1015 | S-1015-0014-A-23-3542-01204305-N | 1180 | 380 | 5 | 540 | 180 | 193 | SIK980000134232/6196 Unit 23 | 27583141 | 730890 | N | N
Polo | ROBA Piping Projects GmbH Obernburg | TPPL | CT Drain |  | Junta de estanqueidad, Cobre, 1", 39 x 33 x 2,0 mm | Gasket Ring, Copper, 1", 39 x 33 x 2,0 mm | 3542 | 23MB 303 | GT Piping | 1 | PCE | Germany |  | MBA23BR003 |  | CT Drain |  |  | 1015 | S-1015-0014-A-23-3542-01204305-N | 1180 | 380 | 0.1 | 540 | 180 | 193 | SIK980000134232/6196 Unit 23 | 27583140 | 730890 | N | N
Polo | ROBA Piping Projects GmbH Obernburg | TPPL | CT Drain |  | Válvula de bolas, según SLV 3560212 Pos. 1, Latón, DN 25, BNG V025.325 | Ball Valve, acc. to SLV 3560212 Pos. 1, Brass, DN 25, BNG V025.325 | 3542 | 23MB 303 | GT Piping | 1 | PCE | Germany |  | MBA23BR003 / MBA23AA253 |  | CT Drain |  |  | 1015 | S-1015-0014-A-23-3542-01204305-N | 1180 | 380 | 5 | 540 | 180 | 193 | SIK980000134232/6196 Unit 23 | 27583139 | 730890 | N | N
Polo | ROBA Piping Projects GmbH Obernburg | TPPL | CT Drain |  | Brida con cuello soldada, PN 40, ranurada según KUN 673.45, P 250 GH / C 22.8, DN 25, 33,7 x 2,6 | Welding Neck Flange, PN 40, grooved acc. to KUN 673.45, P 250 GH / C 22.8, DN 25, 33,7 x 2,6 | 3542 | 23MB 303 | GT Piping | 1 | PCE | Germany |  | MBA23BR004 |  | CT Drain |  |  | 1015 | S-1015-0014-A-23-3542-01204305-N | 1180 | 380 | 5 | 540 | 180 | 193 | SIK980000134232/6196 Unit 23 | 27583138 | 730890 | N | N
Polo | ROBA Piping Projects GmbH Obernburg | TPPL | CT Drain |  | Perno hexagonal, AD-W0, 8,8 A3C, M 12, M 12 x 60 | Hexagon Bolt, AD-W0, 8.8 A3C, M 12, M 12 x 60 | 3542 | 23MB 303 | GT Piping | 16 | PCE | Germany |  | MBA23BR004 |  | CT Drain |  |  | 1015 | S-1015-0014-A-23-3542-01204305-N | 1180 | 380 | 3.2 | 540 | 180 | 193 | SIK980000134232/6196 Unit 23 | 27583137 | 730890 | N | N
Polo | ROBA Piping Projects GmbH Obernburg | TPPL | CT Drain |  | Perno hexagonal, AD-W0, 8 A3C, M 12 | Hexagon Nut, AD-W0, 8 A3C, M 12 | 3542 | 23MB 303 | GT Piping | 16 | PCE | Germany |  | MBA23BR004 |  | CT Drain |  |  | 1015 | S-1015-0014-A-23-3542-01204305-N | 1180 | 380 | 1.6 | 540 | 180 | 193 | SIK980000134232/6196 Unit 23 | 27583136 | 730890 | N | N
Polo | ROBA Piping Projects GmbH Obernburg | TPPL | CT Drain |  | Arandela de retención, Forma A, Acero galvanizado, M 12, 13,0 x 19,5 x 2,2 mm | Locking Washer, Form A, Galvanized steel, M 12, 13,0 x 19,5 x 2,2 mm | 3542 | 23MB 303 | GT Piping | 24 | PR | Germany |  | MBA23BR004 |  | CT Drain |  |  | 1015 | S-1015-0014-A-23-3542-01204305-N | 1180 | 380 | 2.4 | 540 | 180 | 193 | SIK980000134232/6196 Unit 23 | 27583071 | 730890 | N | N
Polo | ROBA Piping Projects GmbH Obernburg | TPPL | CT Drain |  | Arandela de retención, Forma A, Acero galvanizado, M 12, 13,0 x 19,5 x 2,2 mm | Locking Washer, Form A, Galvanized steel, M 12, 13,0 x 19,5 x 2,2 mm | 3542 | 23MB 303 | GT Piping | 8 | PR | Germany |  | MBA23BR004 |  | CT Drain |  |  | 1015 | S-1015-0014-A-23-3542-01204305-N | 1180 | 380 | 0.8 | 540 | 180 | 193 | SIK980000134232/6196 Unit 23 | 27583067 | 730890 | N | N
Polo | ROBA Piping Projects GmbH Obernburg | TPPL | CT Drain |  | Junta tórica, Vitón (80 mm), DN 25, 36,5 x 2,65 | O-Ring, Viton (80 Shore), DN 25, 36,5 x 2,65 | 3542 | 23MB 303 | GT Piping | 3 | PCE | Germany |  | MBA23BR004 |  | CT Drain |  |  | 1015 | S-1015-0014-A-23-3542-01204305-N | 1180 | 380 | 0.3 | 540 | 180 | 193 | SIK980000134232/6196 Unit 23 | 27583135 | 730890 | N | N
Polo | ROBA Piping Projects GmbH Obernburg | TPPL | CT Drain |  | Junta tórica, Vitón (80 mm), DN 25, 36,5 x 2,65 | O-Ring, Viton (80 Shore), DN 25, 36,5 x 2,65 | 3542 | 23MB 303 | GT Piping | 1 | PCE | Germany |  | MBA23BR004 |  | CT Drain |  |  | 1015 | S-1015-0014-A-23-3542-01204305-N | 1180 | 380 | 0.1 | 540 | 180 | 193 | SIK980000134232/6196 Unit 23 | 27583134 | 730890 | N | N
Polo | ROBA Piping Projects GmbH Obernburg | TPPL | CT Drain |  | Válvula solenoide, según SLV 3640136 Rev. G, acero, DN 25, Pos. 1 (FK 25 NC 1E con control de posición final) | Solenoid Valve, acc. SLV 3640136 Rev. G, steel, DN 25, Pos. 1 (FK 25 NC 1E with end position control) | 3542 | 23MB 303 | GT Piping | 1 | PCE | Germany |  | MBA23BR004 / MBA23AA007 |  | CT Drain |  |  | 1015 | S-1015-0014-A-23-3542-01204305-N | 1180 | 380 | 8 | 540 | 180 | 193 | SIK980000134232/6196 Unit 23 | 27583133 | 730890 | N | N
Polo | ROBA Piping Projects GmbH Obernburg | TPPL | CT Drain |  | Válvula solenoide, según SLV 3640136 Rev. G, acero, DN 25, Pos. 1 (FK 25 NC 1E control de posición final) | Solenoid Valve, acc. SLV 3640136 Rev. G, steel, DN 25, Pos. 1 (FK 25 NC 1E end position control) | 3542 | 23MB 303 | GT Piping | 1 | PCE | Germany |  | MBA23BR004 / MBA23AA002 |  | CT Drain |  |  | 1015 | S-1015-0014-A-23-3542-01204305-N | 1180 | 380 | 8 | 540 | 180 | 193 | SIK980000134232/6196 Unit 23 | 27583132 | 730890 | N | N
Polo | ROBA Piping Projects GmbH Obernburg | TPPL | CT Drain |  | Perno hexagonal, AD-W0, 8,8 A3C, M 12, M 12 x 60 | Hexagon Bolt, AD-W0, 8.8 A3C, M 12, M 12 x 60 | 3542 | 23MB 303 | GT Piping | 8 | PCE | Germany |  | MBA23BR005 |  | CT Drain |  |  | 1015 | S-1015-0014-A-23-3542-01204305-N | 1180 | 380 | 1.6 | 540 | 180 | 193 | SIK980000134232/6196 Unit 23 | 27583131 | 730890 | N | N
Polo | ROBA Piping Projects GmbH Obernburg | TPPL | CT Drain |  | Perno hexagonal, AD-W0, 8 A3C, M 12 | Hexagon Nut, AD-W0, 8 A3C, M 12 | 3542 | 23MB 303 | GT Piping | 8 | PCE | Germany |  | MBA23BR005 |  | CT Drain |  |  | 1015 | S-1015-0014-A-23-3542-01204305-N | 1180 | 380 | 0.8 | 540 | 180 | 193 | SIK980000134232/6196 Unit 23 | 27583130 | 730890 | N | N
Polo | ROBA Piping Projects GmbH Obernburg | TPPL | CT Drain |  | Arandela de retención, Forma A, Acero galvanizado, M 12, 13,0 x 19,5 x 2,2 mm | Locking Washer, Form A, Galvanized steel, M 12, 13,0 x 19,5 x 2,2 mm | 3542 | 23MB 303 | GT Piping | 16 | PR | Germany |  | MBA23BR005 |  | CT Drain |  |  | 1015 | S-1015-0014-A-23-3542-01204305-N | 1180 | 380 | 1.6 | 540 | 180 | 193 | SIK980000134232/6196 Unit 23 | 27583069 | 730890 | N | N
Polo | ROBA Piping Projects GmbH Obernburg | TPPL | CT Drain |  | Junta tórica, Vitón (80 mm), DN 25, 36,5 x 2,65 | O-Ring, Viton (80 Shore), DN 25, 36,5 x 2,65 | 3542 | 23MB 303 | GT Piping | 2 | PCE | Germany |  | MBA23BR005 |  | CT Drain |  |  | 1015 | S-1015-0014-A-23-3542-01204305-N | 1180 | 380 | 0.2 | 540 | 180 | 193 | SIK980000134232/6196 Unit 23 | 27583129 | 730890 | N | N
Polo | ROBA Piping Projects GmbH Obernburg | TPPL | CT Drain |  | Válvula solenoide, según SLV 3640136 Rev. G, acero, DN 25, Pos. 1 (FK 25 NC 1E con control de posición final) | Solenoid Valve, acc. SLV 3640136 Rev. G, steel, DN 25, Pos. 1 (FK 25 NC 1E with end position control) | 3542 | 23MB 303 | GT Piping | 1 | PCE | Germany |  | MBA23BR005 / MBA23A001 |  | CT Drain |  |  | 1015 | S-1015-0014-A-23-3542-01204305-N | 1180 | 380 | 8 | 540 | 180 | 193 | SIK980000134232/6196 Unit 23 | 27583128 | 730890 | N | N
Polo | ROBA Piping Projects GmbH Obernburg | TPPL | CT Drain |  | Junta de estanqueidad, Cobre, 1", 39 x 33 x 2,0 mm | Gasket Ring, Copper, 1", 39 x 33 x 2,0 mm | 3542 | 23MB 303 | GT Piping | 1 | PCE | Germany |  | MBA24BR001 |  | CT Drain |  |  | 1015 | S-1015-0014-A-23-3542-01204305-N | 1180 | 380 | 0.1 | 540 | 180 | 193 | SIK980000134232/6196 Unit 23 | 27583127 | 730890 | N | N
Polo | ROBA Piping Projects GmbH Obernburg | TPPL | CT Drain |  | Válvula de bolas, según SLV 3560212 Pos. 1, Latón, DN 25, BNG V025.325 | Ball Valve, acc. to SLV 3560212 Pos. 1, Brass, DN 25, BNG V025.325 | 3542 | 23MB 303 | GT Piping | 1 | PCE | Germany |  | MBA24BR001 / MBA24AA251 |  | CT Drain |  |  | 1015 | S-1015-0014-A-23-3542-01204305-N | 1180 | 380 | 5 | 540 | 180 | 193 | SIK980000134232/6196 Unit 23 | 27583126 | 730890 | N | N
Polo | ROBA Piping Projects GmbH Obernburg | TPPL | CT Drain |  | Junta de estanqueidad, Cobre, 1", 39 x 33 x 2,0 mm | Gasket Ring, Copper, 1", 39 x 33 x 2,0 mm | 3542 | 23MB 303 | GT Piping | 1 | PCE | Germany |  | MBA24BR002 |  | CT Drain |  |  | 1015 | S-1015-0014-A-23-3542-01204305-N | 1180 | 380 | 0.1 | 540 | 180 | 193 | SIK980000134232/6196 Unit 23 | 27583125 | 730890 | N | N
Polo | ROBA Piping Projects GmbH Obernburg | TPPL | CT Drain |  | Válvula de bolas, según SLV 3560212 Pos. 1, Latón, DN 25, BNG V025.325 | Ball Valve, acc. to SLV 3560212 Pos. 1, Brass, DN 25, BNG V025.325 | 3542 | 23MB 303 | GT Piping | 1 | PCE | Germany |  | MBA24BR002 / MBA24AA252 |  | CT Drain |  |  | 1015 | S-1015-0014-A-23-3542-01204305-N | 1180 | 380 | 5 | 540 | 180 | 193 | SIK980000134232/6196 Unit 23 | 27583124 | 730890 | N | N
Polo | ROBA Piping Projects GmbH Obernburg | TPPL | CT Drain |  | Junta de estanqueidad, Cobre, 1", 39 x 33 x 2,0 mm | Gasket Ring, Copper, 1", 39 x 33 x 2,0 mm | 3542 | 23MB 303 | GT Piping | 1 | PCE | Germany |  | MBA24BR003 |  | CT Drain |  |  | 1015 | S-1015-0014-A-23-3542-01204305-N | 1180 | 380 | 0.1 | 540 | 180 | 193 | SIK980000134232/6196 Unit 23 | 27583123 | 730890 | N | N
Polo | ROBA Piping Projects GmbH Obernburg | TPPL | CT Drain |  | Válvula de bolas, según SLV 3560212 Pos. 1, Latón, DN 25, BNG V025.325 | Ball Valve, acc. to SLV 3560212 Pos. 1, Brass, DN 25, BNG V025.325 | 3542 | 23MB 303 | GT Piping | 1 | PCE | Germany |  | MBA24BR003 / MBA24AA253 |  | CT Drain |  |  | 1015 | S-1015-0014-A-23-3542-01204305-N | 1180 | 380 | 5 | 540 | 180 | 193 | SIK980000134232/6196 Unit 23 | 27583122 | 730890 | N | N
Polo | ROBA Piping Projects GmbH Obernburg | TPPL | CT Drain |  | Junta de estanqueidad, Cobre, 1", 39 x 33 x 2,0 mm | Gasket Ring, Copper, 1", 39 x 33 x 2,0 mm | 3542 | 23MB 303 | GT Piping | 1 | PCE | Germany |  | MBA24BR004 |  | CT Drain |  |  | 1015 | S-1015-0014-A-23-3542-01204305-N | 1180 | 380 | 0.1 | 540 | 180 | 193 | SIK980000134232/6196 Unit 23 | 27583121 | 730890 | N | N
Polo | ROBA Piping Projects GmbH Obernburg | TPPL | CT Drain |  | Válvula de bolas, según SLV 3560212 Pos. 1, Latón, DN 25, BNG V025.325 | Ball Valve, acc. to SLV 3560212 Pos. 1, Brass, DN 25, BNG V025.325 | 3542 | 23MB 303 | GT Piping | 1 | PCE | Germany |  | MBA24BR004 / MBA24AA254 |  | CT Drain |  |  | 1015 | S-1015-0014-A-23-3542-01204305-N | 1180 | 380 | 5 | 540 | 180 | 193 | SIK980000134232/6196 Unit 23 | 27583120 | 730890 | N | N
Polo | ROBA Piping Projects GmbH Obernburg | TPPL | CT Drain |  | Junta de estanqueidad, Cobre, 1", 39 x 33 x 2,0 mm | Gasket Ring, Copper, 1", 39 x 33 x 2,0 mm | 3542 | 23MB 303 | GT Piping | 1 | PCE | Germany |  | MBA24BR005 |  | CT Drain |  |  | 1015 | S-1015-0014-A-23-3542-01204305-N | 1180 | 380 | 0.1 | 540 | 180 | 193 | SIK980000134232/6196 Unit 23 | 27583119 | 730890 | N | N
Polo | ROBA Piping Projects GmbH Obernburg | TPPL | CT Drain |  | Válvula de bolas, según SLV 3560212 Pos. 1, Latón, DN 25, BNG V025.325 | Ball Valve, acc. to SLV 3560212 Pos. 1, Brass, DN 25, BNG V025.325 | 3542 | 23MB 303 | GT Piping | 1 | PCE | Germany |  | MBA24BR005 / MBA24AA255 |  | CT Drain |  |  | 1015 | S-1015-0014-A-23-3542-01204305-N | 1180 | 380 | 5 | 540 | 180 | 193 | SIK980000134232/6196 Unit 23 | 27583118 | 730890 | N | N
Polo | ROBA Piping Projects GmbH Obernburg | TPPL | CT Drain |  | Junta de estanqueidad, Cobre, 1", 39 x 33 x 2,0 mm | Gasket Ring, Copper, 1", 39 x 33 x 2,0 mm | 3542 | 23MB 303 | GT Piping | 1 | PCE | Germany |  | MBA24BR006 |  | CT Drain |  |  | 1015 | S-1015-0014-A-23-3542-01204305-N | 1180 | 380 | 0.1 | 540 | 180 | 193 | SIK980000134232/6196 Unit 23 | 27583117 | 730890 | N | N
Polo | ROBA Piping Projects GmbH Obernburg | TPPL | CT Drain |  | Válvula de bolas, según SLV 3560212 Pos. 1, Latón, DN 25, BNG V025.325 | Ball Valve, acc. to SLV 3560212 Pos. 1, Brass, DN 25, BNG V025.325 | 3542 | 23MB 303 | GT Piping | 1 | PCE | Germany |  | MBA24BR006 / MBA24AA256 |  | CT Drain |  |  | 1015 | S-1015-0014-A-23-3542-01204305-N | 1180 | 380 | 5 | 540 | 180 | 193 | SIK980000134232/6196 Unit 23 | 27583116 | 730890 | N | N
Polo | ROBA Piping Projects GmbH Obernburg | TPPL | CT Drain |  | Termómetro resist., ZEP002-DC01-MB-820818-Pos.2 - Rev.7, Acero inoxidable, DN 100, GF-7122.1.4-L-74. | Resist. Thermometer, ZEP002-DC01-MB-820818-Pos.2 - Rev.7, Stainless steel, DN 100, GF-7122.1.4-L-74. | 3542 | 23MB 303 | GT Piping | 1 | PCE | Germany |  | MBA25BR001 2/2 MBA25CT101 |  | CT Drain |  |  | 1015 | S-1015-0014-A-23-3542-01204305-N | 1180 | 380 | 0.1 | 540 | 180 | 193 | SIK980000134232/6196 Unit 23 | 27583115 | 730890 | N | N
Polo | ROBA Piping Projects GmbH Obernburg | TPPL | CT Drain |  | Perno hexagonal, AD-W0, 8,8 A3C, M 12, M 12 x 60 | Hexagon Bolt, AD-W0, 8.8 A3C, M 12, M 12 x 60 | 3542 | 23MB 303 | GT Piping | 4 | PCE | Germany |  | ASP |  | CT Drain |  |  | 1015 | S-1015-0014-A-23-3542-01204305-N | 1180 | 380 | 0.8 | 540 | 180 | 193 | SIK980000134232/6196 Unit 23 | 27583114 | 730890 | N | N
Polo | ROBA Piping Projects GmbH Obernburg | TPPL | CT Drain |  | Perno hexagonal, AD-W0, 8,8 A3C, M 16, M 16 x 70 | Hexagon Bolt, AD-W0, 8.8 A3C, M 16, M 16 x 70 | 3542 | 23MB 303 | GT Piping | 2 | PCE | Germany |  | ASP |  | CT Drain |  |  | 1015 | S-1015-0014-A-23-3542-01204305-N | 1180 | 380 | 0.4 | 540 | 180 | 193 | SIK980000134232/6196 Unit 23 | 27583113 | 730890 | N | N
Polo | ROBA Piping Projects GmbH Obernburg | TPPL | CT Drain |  | Perno hexagonal, AD-W0, 8 A3C, M 12, | Hexagon Nut, AD-W0, 8 A3C, M 12, | 3542 | 23MB 303 | GT Piping | 4 | PCE | Germany |  | ASP |  | CT Drain |  |  | 1015 | S-1015-0014-A-23-3542-01204305-N | 1180 | 380 | 0.4 | 540 | 180 | 193 | SIK980000134232/6196 Unit 23 | 27583112 | 730890 | N | N
Polo | ROBA Piping Projects GmbH Obernburg | TPPL | CT Drain |  | Perno hexagonal, AD-W0, 8 A3C, M 16, | Hexagon Nut, AD-W0, 8 A3C, M 16, | 3542 | 23MB 303 | GT Piping | 2 | PCE | Germany |  | ASP |  | CT Drain |  |  | 1015 | S-1015-0014-A-23-3542-01204305-N | 1180 | 380 | 0.2 | 540 | 180 | 193 | SIK980000134232/6196 Unit 23 | 27583111 | 730890 | N | N
Polo | ROBA Piping Projects GmbH Obernburg | TPPL | CT Drain |  | Arandela de retención, Forma A, Acero galvanizado, M 12, 13,0 x 19,5 x 2,2 mm | Locking Washer, Form A, Galvanized steel, M 12, 13,0 x 19,5 x 2,2 mm | 3542 | 23MB 303 | GT Piping | 8 | PR | Germany |  | ASP |  | CT Drain |  |  | 1015 | S-1015-0014-A-23-3542-01204305-N | 1180 | 380 | 0.8 | 540 | 180 | 193 | SIK980000134232/6196 Unit 23 | 27583068 | 730890 | N | N
Polo | ROBA Piping Projects GmbH Obernburg | TPPL | CT Drain |  | Arandela de retención, Forma A, Acero galvanizado, M 16, 17,0 x 25,4 x 3,2 mm | Locking Washer, Form A, Galvanized steel, M 16, 17,0 x 25,4 x 3,2 mm | 3542 | 23MB 303 | GT Piping | 4 | PR | Germany |  | ASP |  | CT Drain |  |  | 1015 | S-1015-0014-A-23-3542-01204305-N | 1180 | 380 | 0.4 | 540 | 180 | 193 | SIK980000134232/6196 Unit 23 | 27583070 | 730890 | N | N
Polo | ROBA Piping Projects GmbH Obernburg | TPPL | CT Drain |  | Junta tórica, Vitón (80 mm), DN 25, 36,5 x 2,65 | O-Ring, Viton (80 Shore), DN 25, 36,5 x 2,65 | 3542 | 23MB 303 | GT Piping | 10 | PCE | Germany |  | ASP |  | CT Drain |  |  | 1015 | S-1015-0014-A-23-3542-01204305-N | 1180 | 380 | 1 | 540 | 180 | 193 | SIK980000134232/6196 Unit 23 | 27583110 | 730890 | N | N
Polo | ROBA Piping Projects GmbH Obernburg | TPPL | CT Drain |  | Junta tórica, Vitón (80 mm), DN 100, 115,0 x 3,55 | O-Ring, Viton (80 Shore), DN 100, 115,0 x 3,55 | 3542 | 23MB 303 | GT Piping | 2 | PCE | Germany |  | ASP |  | CT Drain |  |  | 1015 | S-1015-0014-A-23-3542-01204305-N | 1180 | 380 | 0.2 | 540 | 180 | 193 | SIK980000134232/6196 Unit 23 | 27583109 | 730890 | N | N
Polo | ROBA Piping Projects GmbH Obernburg | TPPL | CT Drain |  | Junta de estanqueidad, Cobre, 1", 39 x 33 x 2,0 mm | Gasket Ring, Copper, 1", 39 x 33 x 2,0 mm | 3542 | 23MB 303 | GT Piping | 14 | PCE | Germany |  | ASP |  | CT Drain |  |  | 1015 | S-1015-0014-A-23-3542-01204305-N | 1180 | 380 | 1.4 | 540 | 180 | 193 | SIK980000134232/6196 Unit 23 | 27583108 | 730890 | N | N
Polo | ROBA Piping Projects GmbH Obernburg | TPPL | CT Drain |  | Soporte de tubo | Pipe Support | 3542 | 23MB 303 | GT Piping | 1 | PCE | Germany |  | MBA21BQ010 |  | CT Drain |  |  | 1015 | S-1015-0014-A-23-3542-01204305-N | 1180 | 380 | 4 | 540 | 180 | 193 | SIK980000134232/6196 Unit 23 | 27583107 | 730890 | N | N
Polo | ROBA Piping Projects GmbH Obernburg | TPPL | CT Drain |  | Soporte de tubo | Pipe Support | 3542 | 23MB 303 | GT Piping | 1 | PCE | Germany |  | MBA21BQ020 |  | CT Drain |  |  | 1015 | S-1015-0014-A-23-3542-01204305-N | 1180 | 380 | 4 | 540 | 180 | 193 | SIK980000134232/6196 Unit 23 | 27583106 | 730890 | N | N
Polo | ROBA Piping Projects GmbH Obernburg | TPPL | CT Drain |  | Soporte de tubo | Pipe Support | 3542 | 23MB 303 | GT Piping | 1 | PCE | Germany |  | MBA21BQ021 |  | CT Drain |  |  | 1015 | S-1015-0014-A-23-3542-01204305-N | 1180 | 380 | 4 | 540 | 180 | 193 | SIK980000134232/6196 Unit 23 | 27583105 | 730890 | N | N
Polo | ROBA Piping Projects GmbH Obernburg | TPPL | CT Drain |  | Soporte de tubo | Pipe Support | 3542 | 23MB 303 | GT Piping | 1 | PCE | Germany |  | MBA21BQ022 |  | CT Drain |  |  | 1015 | S-1015-0014-A-23-3542-01204305-N | 1180 | 380 | 4 | 540 | 180 | 193 | SIK980000134232/6196 Unit 23 | 27583104 | 730890 | N | N
Polo | ROBA Piping Projects GmbH Obernburg | TPPL | CT Drain |  | Soporte de tubo | Pipe Support | 3542 | 23MB 303 | GT Piping | 1 | PCE | Germany |  | MBA21BQ023 |  | CT Drain |  |  | 1015 | S-1015-0014-A-23-3542-01204305-N | 1180 | 380 | 4 | 540 | 180 | 193 | SIK980000134232/6196 Unit 23 | 27583103 | 730890 | N | N
Polo | ROBA Piping Projects GmbH Obernburg | TPPL | CT Drain |  | Soporte de tubo | Pipe Support | 3542 | 23MB 303 | GT Piping | 1 | PCE | Germany |  | MBA23BQ006 |  | CT Drain |  |  | 1015 | S-1015-0014-A-23-3542-01204305-N | 1180 | 380 | 4 | 540 | 180 | 193 | SIK980000134232/6196 Unit 23 | 27583102 | 730890 | N | N
Polo | ROBA Piping Projects GmbH Obernburg | TPPL | CT Drain |  | Soporte de tubo | Pipe Support | 3542 | 23MB 303 | GT Piping | 1 | PCE | Germany |  | MBA24BQ030 |  | CT Drain |  |  | 1015 | S-1015-0014-A-23-3542-01204305-N | 1180 | 380 | 4 | 540 | 180 | 193 | SIK980000134232/6196 Unit 23 | 27583101 | 730890 | N | N
Polo | ROBA Piping Projects GmbH Obernburg | TPPL | CT Drain |  | Soporte de tubo | Pipe Support | 3542 | 23MB 303 | GT Piping | 1 | PCE | Germany |  | MBA24BQ031 |  | CT Drain |  |  | 1015 | S-1015-0014-A-23-3542-01204305-N | 1180 | 380 | 4 | 540 | 180 | 193 | SIK980000134232/6196 Unit 23 | 27583100 | 730890 | N | N
Polo | ROBA Piping Projects GmbH Obernburg | TPPL | CT Drain |  | Soporte de tubo | Pipe Support | 3542 | 23MB 303 | GT Piping | 1 | PCE | Germany |  | MBA24BQ032 |  | CT Drain |  |  | 1015 | S-1015-0014-A-23-3542-01204305-N | 1180 | 380 | 4 | 540 | 180 | 193 | SIK980000134232/6196 Unit 23 | 27583099 | 730890 | N | N
Polo | ROBA Piping Projects GmbH Obernburg | TPPL | CT Drain |  | Soporte de tubo | Pipe Support | 3542 | 23MB 303 | GT Piping | 1 | PCE | Germany |  | MBA24BQ034 |  | CT Drain |  |  | 1015 | S-1015-0014-A-23-3542-01204305-N | 1180 | 380 | 4 | 540 | 180 | 193 | SIK980000134232/6196 Unit 23 | 27583098 | 730890 | N | N
Polo | ROBA Piping Projects GmbH Obernburg | TPPL | CT Drain |  | Soporte de tubo | Pipe Support | 3542 | 23MB 303 | GT Piping | 1 | PCE | Germany |  | MBA24BQ040 |  | CT Drain |  |  | 1015 | S-1015-0014-A-23-3542-01204305-N | 1180 | 380 | 4 | 540 | 180 | 193 | SIK980000134232/6196 Unit 23 | 27583097 | 730890 | N | N
Polo | ROBA Piping Projects GmbH Obernburg | TPPL | CT Drain |  | Soporte de tubo | Pipe Support | 3542 | 23MB 303 | GT Piping | 1 | PCE | Germany |  | MBA24BQ041 |  | CT Drain |  |  | 1015 | S-1015-0014-A-23-3542-01204305-N | 1180 | 380 | 4 | 540 | 180 | 193 | SIK980000134232/6196 Unit 23 | 27583096 | 730890 | N | N
Polo | ROBA Piping Projects GmbH Obernburg | TPPL | CT Drain |  | Soporte de tubo | Pipe Support | 3542 | 23MB 303 | GT Piping | 1 | PCE | Germany |  | MBA24BQ050 |  | CT Drain |  |  | 1015 | S-1015-0014-A-23-3542-01204305-N | 1180 | 380 | 4 | 540 | 180 | 193 | SIK980000134232/6196 Unit 23 | 27583095 | 730890 | N | N
Polo | ROBA Piping Projects GmbH Obernburg | TPPL | CT Drain |  | Soporte de tubo | Pipe Support | 3542 | 23MB 303 | GT Piping | 1 | PCE | Germany |  | MBA24BQ051 |  | CT Drain |  |  | 1015 | S-1015-0014-A-23-3542-01204305-N | 1180 | 380 | 4 | 540 | 180 | 193 | SIK980000134232/6196 Unit 23 | 27583094 | 730890 | N | N
Polo | ROBA Piping Projects GmbH Obernburg | TPPL | CT Drain |  | Soporte de tubo | Pipe Support | 3542 | 23MB 303 | GT Piping | 1 | PCE | Germany |  | MBA24BQ060 |  | CT Drain |  |  | 1015 | S-1015-0014-A-23-3542-01204305-N | 1180 | 380 | 4 | 540 | 180 | 193 | SIK980000134232/6196 Unit 23 | 27583093 | 730890 | N | N
Polo | ROBA Piping Projects GmbH Obernburg | TPPL | CT Drain |  | Soporte de tubo | Pipe Support | 3542 | 23MB 303 | GT Piping | 1 | PCE | Germany |  | MBA25BQ001 |  | CT Drain |  |  | 1015 | S-1015-0014-A-23-3542-01204305-N | 1180 | 380 | 4 | 540 | 180 | 193 | SIK980000134232/6196 Unit 23 | 27583092 | 730890 | N | N
Polo | ROBA Piping Projects GmbH Obernburg | TPPL | CT Drain |  | Soporte de tubo | Pipe Support | 3542 | 23MB 303 | GT Piping | 1 | PCE | Germany |  | MBA25BQ003 |  | CT Drain |  |  | 1015 | S-1015-0014-A-23-3542-01204305-N | 1180 | 380 | 4 | 540 | 180 | 193 | SIK980000134232/6196 Unit 23 | 27583091 | 730890 | N | N
Polo | ROBA Piping Projects GmbH Obernburg | TPPL | Purge Air |  | Junta de estanqueidad, Cobre, 3/4", 32 x 27 x 2,0 mm | Gasket Ring, Copper, 3/4", 32 x 27 x 2,0 mm | 3542 | 23MB 303 | GT Piping | 1 | PCE | Germany |  | ASP |  | Purge Air |  |  | 1015 | S-1015-0015-A-23-3542-01204305-N | 2400 | 1250 | 0.1 | 649 | 238 | 154 | SIK980000134232/6196 Unit 23 | 27582169 | 730890 | N | N
Polo | ROBA Piping Projects GmbH Obernburg | TPPL | Purge Air |  | Junta de estanqueidad, Cobre, 1", 39 x 33 x 2,0 mm | Gasket Ring, Copper, 1", 39 x 33 x 2,0 mm | 3542 | 23MB 303 | GT Piping | 2 | PCE | Germany |  | ASP |  | Purge Air |  |  | 1015 | S-1015-0015-A-23-3542-01204305-N | 2400 | 1250 | 0.2 | 649 | 238 | 154 | SIK980000134232/6196 Unit 23 | 27582168 | 730890 | N | N
Polo | ROBA Piping Projects GmbH Obernburg | TPPL | Purge Air |  | Swagelok, Junta, Cobre, 1/2", CU - 8 - RP - 2 | Swagelok, Gasket, Copper, 1/2", CU - 8 - RP - 2 | 3542 | 23MB 303 | GT Piping | 2 | PCE | Germany |  | ASP |  | Purge Air |  |  | 1015 | S-1015-0015-A-23-3542-01204305-N | 2400 | 1250 | 0.2 | 649 | 238 | 154 | SIK980000134232/6196 Unit 23 | 27582167 | 730890 | N | N
Polo | ROBA Piping Projects GmbH Obernburg | TPPL | Purge Air |  | Soporte de tubo | Pipe Support | 3542 | 23MB 303 | GT Piping | 1 | PCE | Germany |  | MBH40BQ001 |  | Purge Air |  |  | 1015 | S-1015-0015-A-23-3542-01204305-N | 2400 | 1250 | 25 | 649 | 238 | 154 | SIK980000134232/6196 Unit 23 | 27582166 | 730890 | N | N
Polo | ROBA Piping Projects GmbH Obernburg | TPPL | Purge Air |  | Soporte de tubo | Pipe Support | 3542 | 23MB 303 | GT Piping | 1 | PCE | Germany |  | MBH40BQ002 |  | Purge Air |  |  | 1015 | S-1015-0015-A-23-3542-01204305-N | 2400 | 1250 | 25 | 649 | 238 | 154 | SIK980000134232/6196 Unit 23 | 27582165 | 730890 | N | N
Polo | ROBA Piping Projects GmbH Obernburg | TPPL | Purge Air |  | Soporte de tubo | Pipe Support | 3542 | 23MB 303 | GT Piping | 1 | PCE | Germany |  | MBH40BQ003 |  | Purge Air |  |  | 1015 | S-1015-0015-A-23-3542-01204305-N | 2400 | 1250 | 25 | 649 | 238 | 154 | SIK980000134232/6196 Unit 23 | 27582164 | 730890 | N | N
Polo | ROBA Piping Projects GmbH Obernburg | TPPL | Purge Air |  | Soporte de tubo | Pipe Support | 3542 | 23MB 303 | GT Piping | 1 | PCE | Germany |  | MBH40BQ003 Rack |  | Purge Air |  |  | 1015 | S-1015-0015-A-23-3542-01204305-N | 2400 | 1250 | 25 | 649 | 238 | 154 | SIK980000134232/6196 Unit 23 | 27582163 | 730890 | N | N
Polo | ROBA Piping Projects GmbH Obernburg | TPPL | Purge Air |  | Soporte de tubo | Pipe Support | 3542 | 23MB 303 | GT Piping | 1 | PCE | Germany |  | MBH40BQ004 |  | Purge Air |  |  | 1015 | S-1015-0015-A-23-3542-01204305-N | 2400 | 1250 | 25 | 649 | 238 | 154 | SIK980000134232/6196 Unit 23 | 27582162 | 730890 | N | N
Polo | ROBA Piping Projects GmbH Obernburg | TPPL | Purge Air |  | Soporte de tubo | Pipe Support | 3542 | 23MB 303 | GT Piping | 1 | PCE | Germany |  | MBH40BQ008 |  | Purge Air |  |  | 1015 | S-1015-0015-A-23-3542-01204305-N | 2400 | 1250 | 25 | 649 | 238 | 154 | SIK980000134232/6196 Unit 23 | 27582161 | 730890 | N | N
Polo | ROBA Piping Projects GmbH Obernburg | TPPL | Purge Air |  | Soporte de tubo | Pipe Support | 3542 | 23MB 303 | GT Piping | 1 | PCE | Germany |  | MBH40BQ009 |  | Purge Air |  |  | 1015 | S-1015-0015-A-23-3542-01204305-N | 2400 | 1250 | 25 | 649 | 238 | 154 | SIK980000134232/6196 Unit 23 | 27582160 | 730890 | N | N
Polo | ROBA Piping Projects GmbH Obernburg | TPPL | Purge Air |  | Soporte de tubo | Pipe Support | 3542 | 23MB 303 | GT Piping | 1 | PCE | Germany |  | MBH40BQ010 |  | Purge Air |  |  | 1015 | S-1015-0015-A-23-3542-01204305-N | 2400 | 1250 | 25 | 649 | 238 | 154 | SIK980000134232/6196 Unit 23 | 27582159 | 730890 | N | N
Polo | ROBA Piping Projects GmbH Obernburg | TPPL | Purge Air |  | Soporte de tubo | Pipe Support | 3542 | 23MB 303 | GT Piping | 1 | PCE | Germany |  | MBH40BQ011 |  | Purge Air |  |  | 1015 | S-1015-0015-A-23-3542-01204305-N | 2400 | 1250 | 25 | 649 | 238 | 154 | SIK980000134232/6196 Unit 23 | 27582158 | 730890 | N | N
Polo | ROBA Piping Projects GmbH Obernburg | TPPL | Purge Air |  | Soporte de tubo | Pipe Support | 3542 | 23MB 303 | GT Piping | 1 | PCE | Germany |  | MBH40BQ012 |  | Purge Air |  |  | 1015 | S-1015-0015-A-23-3542-01204305-N | 2400 | 1250 | 28.56 | 649 | 238 | 154 | SIK980000134232/6196 Unit 23 | 27582157 | 730890 | N | N
Polo | ROBA Piping Projects GmbH Obernburg | TPPL | Purge Air |  | Soporte de tubo | Pipe Support | 3542 | 23MB 303 | GT Piping | 1 | PCE | Germany |  | MBH40BQ013 |  | Purge Air |  |  | 1015 | S-1015-0015-A-23-3542-01204305-N | 2400 | 1250 | 30 | 649 | 238 | 154 | SIK980000134232/6196 Unit 23 | 27582156 | 730890 | N | N
Polo | ROBA Piping Projects GmbH Obernburg | TPPL | Purge Air |  | Soporte de tubo | Pipe Support | 3542 | 23MB 303 | GT Piping | 1 | PCE | Germany |  | MBH40BQ014 |  | Purge Air |  |  | 1015 | S-1015-0015-A-23-3542-01204305-N | 2400 | 1250 | 30 | 649 | 238 | 154 | SIK980000134232/6196 Unit 23 | 27582155 | 730890 | N | N
Polo | ROBA Piping Projects GmbH Obernburg | TPPL | Purge Air |  | Soporte de tubo | Pipe Support | 3542 | 23MB 303 | GT Piping | 1 | PCE | Germany |  | MBH40BQ015 |  | Purge Air |  |  | 1015 | S-1015-0015-A-23-3542-01204305-N | 2400 | 1250 | 30 | 649 | 238 | 154 | SIK980000134232/6196 Unit 23 | 27582154 | 730890 | N | N
Polo | ROBA Piping Projects GmbH Obernburg | TPPL | Purge Air |  | Soporte de tubo | Pipe Support | 3542 | 23MB 303 | GT Piping | 1 | PCE | Germany |  | MBH40BQ016 |  | Purge Air |  |  | 1015 | S-1015-0015-A-23-3542-01204305-N | 2400 | 1250 | 30 | 649 | 238 | 154 | SIK980000134232/6196 Unit 23 | 27582153 | 730890 | N | N
Polo | ROBA Piping Projects GmbH Obernburg | TPPL | Purge Air |  | Soporte de tubo | Pipe Support | 3542 | 23MB 303 | GT Piping | 1 | PCE | Germany |  | MBH40BQ017 |  | Purge Air |  |  | 1015 | S-1015-0015-A-23-3542-01204305-N | 2400 | 1250 | 30 | 649 | 238 | 154 | SIK980000134232/6196 Unit 23 | 27582152 | 730890 | N | N
Polo | ROBA Piping Projects GmbH Obernburg | TPPL | Purge Air |  | Soporte de tubo | Pipe Support | 3542 | 23MB 303 | GT Piping | 1 | PCE | Germany |  | MBH40BQ018 |  | Purge Air |  |  | 1015 | S-1015-0015-A-23-3542-01204305-N | 2400 | 1250 | 30 | 649 | 238 | 154 | SIK980000134232/6196 Unit 23 | 27582151 | 730890 | N | N
Polo | ROBA Piping Projects GmbH Obernburg | TPPL | Purge Air |  | Soporte de tubo | Pipe Support | 3542 | 23MB 303 | GT Piping | 1 | PCE | Germany |  | MBH40BQ019 |  | Purge Air |  |  | 1015 | S-1015-0015-A-23-3542-01204305-N | 2400 | 1250 | 30 | 649 | 238 | 154 | SIK980000134232/6196 Unit 23 | 27582150 | 730890 | N | N
Polo | ROBA Piping Projects GmbH Obernburg | TPPL | Purge Air |  | Lámina autoadhesiva de acero inoxidable - 0,15 x 2,0 m | Self Adhesive Foil Stainless - 0,15 x 2,0 m | 3542 | 23MB 303 | GT Piping | 2 | PCE | Germany |  | All Supports |  | Purge Air |  |  | 1015 | S-1015-0015-A-23-3542-01204305-N | 2400 | 1250 | 1 | 649 | 238 | 154 | SIK980000134232/6196 Unit 23 | 27582149 | 730890 | N | N
Polo | ROBA Piping Projects GmbH Obernburg | TPPL | Purge Air |  | CARRETE DE TUBERÍA PREFABRICADO DN 100, 1.4571 | PREFABRICATED PIPE SPOOL DN 100, 1.4571 | 3542 | 23MB 303 | GT Piping | 1 | PCE | Germany |  | MBH40BR001 |  | Purge Air |  |  | 1015 | S-1015-0015-A-23-3542-01204305-N | 2400 | 1250 | 40 | 649 | 238 | 154 | SIK980000134232/6196 Unit 23 | 27582256 | 730890 | N | N
Polo | ROBA Piping Projects GmbH Obernburg | TPPL | Purge Air |  | CARRETE DE TUBERÍA PREFABRICADO DN 100, 1.4571 | PREFABRICATED PIPE SPOOL DN 100, 1.4571 | 3542 | 23MB 303 | GT Piping | 1 | PCE | Germany |  | MBH40BR001 |  | Purge Air |  |  | 1015 | S-1015-0015-A-23-3542-01204305-N | 2400 | 1250 | 40 | 649 | 238 | 154 | SIK980000134232/6196 Unit 23 | 27582255 | 730890 | N | N
Polo | ROBA Piping Projects GmbH Obernburg | TPPL | Purge Air |  | CARRETE DE TUBERÍA PREFABRICADO DN 50, 1.4541 | PREFABRICATED PIPE SPOOL DN 50, 1.4541 | 3542 | 23MB 303 | GT Piping | 1 | PCE | Germany |  | MBH40BR002 |  | Purge Air |  |  | 1015 | S-1015-0015-A-23-3542-01204305-N | 2400 | 1250 | 40 | 649 | 238 | 154 | SIK980000134232/6196 Unit 23 | 27582254 | 730890 | N | N
Polo | ROBA Piping Projects GmbH Obernburg | TPPL | Purge Air |  | CARRETE DE TUBERÍA PREFABRICADO DN 50, 1.4541 | PREFABRICATED PIPE SPOOL DN 50, 1.4541 | 3542 | 23MB 303 | GT Piping | 1 | PCE | Germany |  | MBH40BR002 |  | Purge Air |  |  | 1015 | S-1015-0015-A-23-3542-01204305-N | 2400 | 1250 | 40 | 649 | 238 | 154 | SIK980000134232/6196 Unit 23 | 27582253 | 730890 | N | N
Polo | ROBA Piping Projects GmbH Obernburg | TPPL | Purge Air |  | CARRETE DE TUBERÍA PREFABRICADO DN 50, 1.4541 | PREFABRICATED PIPE SPOOL DN 50, 1.4541 | 3542 | 23MB 303 | GT Piping | 1 | PCE | Germany |  | MBH40BR002 |  | Purge Air |  |  | 1015 | S-1015-0015-A-23-3542-01204305-N | 2400 | 1250 | 40 | 649 | 238 | 154 | SIK980000134232/6196 Unit 23 | 27582252 | 730890 | N | N
Polo | ROBA Piping Projects GmbH Obernburg | TPPL | Purge Air |  | CARRETE DE TUBERÍA PREFABRICADO DN 100, 1.4571 | PREFABRICATED PIPE SPOOL DN 100, 1.4571 | 3542 | 23MB 303 | GT Piping | 1 | PCE | Germany |  | MBH40BR003 |  | Purge Air |  |  | 1015 | S-1015-0015-A-23-3542-01204305-N | 2400 | 1250 | 40 | 649 | 238 | 154 | SIK980000134232/6196 Unit 23 | 27582251 | 730890 | N | N
Polo | ROBA Piping Projects GmbH Obernburg | TPPL | Purge Air |  | CARRETE DE TUBERÍA PREFABRICADO DN 100, 1.4571 | PREFABRICATED PIPE SPOOL DN 100, 1.4571 | 3542 | 23MB 303 | GT Piping | 1 | PCE | Germany |  | MBH40BR003 |  | Purge Air |  |  | 1015 | S-1015-0015-A-23-3542-01204305-N | 2400 | 1250 | 40 | 649 | 238 | 154 | SIK980000134232/6196 Unit 23 | 27582250 | 730890 | N | N
Polo | ROBA Piping Projects GmbH Obernburg | TPPL | Purge Air |  | CARRETE DE TUBERÍA PREFABRICADO DN 100, 1.4571 | PREFABRICATED PIPE SPOOL DN 100, 1.4571 | 3542 | 23MB 303 | GT Piping | 1 | PCE | Germany |  | MBH40BR003 |  | Purge Air |  |  | 1015 | S-1015-0015-A-23-3542-01204305-N | 2400 | 1250 | 40 | 649 | 238 | 154 | SIK980000134232/6196 Unit 23 | 27582249 | 730890 | N | N
Polo | ROBA Piping Projects GmbH Obernburg | TPPL | Purge Air |  | CARRETE DE TUBERÍA PREFABRICADO DN 100, 1.4571 | PREFABRICATED PIPE SPOOL DN 100, 1.4571 | 3542 | 23MB 303 | GT Piping | 1 | PCE | Germany |  | MBH40BR003 |  | Purge Air |  |  | 1015 | S-1015-0015-A-23-3542-01204305-N | 2400 | 1250 | 40 | 649 | 238 | 154 | SIK980000134232/6196 Unit 23 | 27582248 | 730890 | N | N
Polo | ROBA Piping Projects GmbH Obernburg | TPPL | Purge Air |  | CARRETE DE TUBERÍA PREFABRICADO DN 15, 1.4571, material suelto | PREFABRICATED PIPE SPOOL DN 15, 1.4571, loose packed | 3542 | 23MB 303 | GT Piping | 1 | PCE | Germany |  | MBH40BR006 |  | Purge Air |  |  | 1015 | S-1015-0015-A-23-3542-01204305-N | 2400 | 1250 | 40 | 649 | 238 | 154 | SIK980000134232/6196 Unit 23 | 27582247 | 730890 | N | N
Polo | ROBA Piping Projects GmbH Obernburg | TPPL | Purge Air |  | CARRETE DE TUBERÍA PREFABRICADO DN 15, 1.4571, material suelto | PREFABRICATED PIPE SPOOL DN 15, 1.4571, loose packed | 3542 | 23MB 303 | GT Piping | 1 | PCE | Germany |  | MBH40BR006 |  | Purge Air |  |  | 1015 | S-1015-0015-A-23-3542-01204305-N | 2400 | 1250 | 40 | 649 | 238 | 154 | SIK980000134232/6196 Unit 23 | 27582246 | 730890 | N | N
Polo | ROBA Piping Projects GmbH Obernburg | TPPL | Purge Air |  | CARRETE DE TUBERÍA PREFABRICADO DN 15, 1.4571, material suelto | PREFABRICATED PIPE SPOOL DN 15, 1.4571, loose packed | 3542 | 23MB 303 | GT Piping | 1 | PCE | Germany |  | MBH40BR006 |  | Purge Air |  |  | 1015 | S-1015-0015-A-23-3542-01204305-N | 2400 | 1250 | 40 | 649 | 238 | 154 | SIK980000134232/6196 Unit 23 | 27582245 | 730890 | N | N
Polo | ROBA Piping Projects GmbH Obernburg | TPPL | Purge Air |  | CARRETE DE TUBERÍA PREFABRICADO DN 15, 1.4571, material suelto | PREFABRICATED PIPE SPOOL DN 15, 1.4571, loose packed | 3542 | 23MB 303 | GT Piping | 1 | PCE | Germany |  | MBH40BR006 |  | Purge Air |  |  | 1015 | S-1015-0015-A-23-3542-01204305-N | 2400 | 1250 | 40 | 649 | 238 | 154 | SIK980000134232/6196 Unit 23 | 27582244 | 730890 | N | N
Polo | ROBA Piping Projects GmbH Obernburg | TPPL | Purge Air |  | CARRETE DE TUBERÍA PREFABRICADO DN 15, 1.4571, material suelto | PREFABRICATED PIPE SPOOL DN 15, 1.4571, loose packed | 3542 | 23MB 303 | GT Piping | 1 | PCE | Germany |  | MBH40BR006 |  | Purge Air |  |  | 1015 | S-1015-0015-A-23-3542-01204305-N | 2400 | 1250 | 40 | 649 | 238 | 154 | SIK980000134232/6196 Unit 23 | 27582243 | 730890 | N | N
Polo | ROBA Piping Projects GmbH Obernburg | TPPL | Purge Air |  | CARRETE DE TUBERÍA PREFABRICADO DN 50, 1.4571 | PREFABRICATED PIPE SPOOL DN 50, 1.4571 | 3542 | 23MB 303 | GT Piping | 1 | PCE | Germany |  | MBH40BR007 |  | Purge Air |  |  | 1015 | S-1015-0015-A-23-3542-01204305-N | 2400 | 1250 | 40 | 649 | 238 | 154 | SIK980000134232/6196 Unit 23 | 27582242 | 730890 | N | N
Polo | ROBA Piping Projects GmbH Obernburg | TPPL | Purge Air |  | CARRETE DE TUBERÍA PREFABRICADO DN 25, 1.4571 | PREFABRICATED PIPE SPOOL DN 25, 1.4571 | 3542 | 23MB 303 | GT Piping | 1 | PCE | Germany |  | MBH40BR501 |  | Purge Air |  |  | 1015 | S-1015-0015-A-23-3542-01204305-N | 2400 | 1250 | 40 | 649 | 238 | 154 | SIK980000134232/6196 Unit 23 | 27582241 | 730890 | N | N
Polo | ROBA Piping Projects GmbH Obernburg | TPPL | Purge Air |  | CARRETE DE TUBERÍA PREFABRICADO DN 25, 1.4571 | PREFABRICATED PIPE SPOOL DN 25, 1.4571 | 3542 | 23MB 303 | GT Piping | 1 | PCE | Germany |  | MBH40BR501 |  | Purge Air |  |  | 1015 | S-1015-0015-A-23-3542-01204305-N | 2400 | 1250 | 40 | 649 | 238 | 154 | SIK980000134232/6196 Unit 23 | 27582240 | 730890 | N | N
Polo | ROBA Piping Projects GmbH Obernburg | TPPL | Purge Air |  | Perno hexagonal, AD-W7, X7CrNiMoBNb16-16 (1.4986), M 16, M 16 x 70 | Hexagon Bolt, AD-W7, X7CrNiMoBNb16-16 (1.4986), M 16, M 16 x 70 | 3542 | 23MB 303 | GT Piping | 8 | PCE | Germany |  | MBH40BR001 |  | Purge Air |  |  | 1015 | S-1015-0015-A-23-3542-01204305-N | 2400 | 1250 | 1.6 | 649 | 238 | 154 | SIK980000134232/6196 Unit 23 | 27582239 | 730890 | N | N
Polo | ROBA Piping Projects GmbH Obernburg | TPPL | Purge Air |  | Perno hexagonal, AD-W7, X7CrNiMoBNb16-16 (1.4986), M 20, M 20 x 50 | Hexagon Bolt, AD-W7, X7CrNiMoBNb16-16 (1.4986), M 20, M 20 x 50 | 3542 | 23MB 303 | GT Piping | 8 | PCE | Germany |  | MBH40BR001 |  | Purge Air |  |  | 1015 | S-1015-0015-A-23-3542-01204305-N | 2400 | 1250 | 1.6 | 649 | 238 | 154 | SIK980000134232/6196 Unit 23 | 27582238 | 730890 | N | N
Polo | ROBA Piping Projects GmbH Obernburg | TPPL | Purge Air |  | Perno hexagonal, AD-W7, X7CrNiMoBNb16-16 (1.4986), M 20, M 20 x 80 | Hexagon Bolt, AD-W7, X7CrNiMoBNb16-16 (1.4986), M 20, M 20 x 80 | 3542 | 23MB 303 | GT Piping | 8 | PCE | Germany |  | MBH40BR001 |  | Purge Air |  |  | 1015 | S-1015-0015-A-23-3542-01204305-N | 2400 | 1250 | 1.6 | 649 | 238 | 154 | SIK980000134232/6196 Unit 23 | 27582237 | 730890 | N | N
Polo | ROBA Piping Projects GmbH Obernburg | TPPL | Purge Air |  | Perno hexagonal, AD-W7, X7CrNiMoBNb16-16 (1.4986), M 16 | Hexagon Nut, AD-W7, X7CrNiMoBNb16-16 (1.4986), M 16 | 3542 | 23MB 303 | GT Piping | 8 | PCE | Germany |  | MBH40BR001 |  | Purge Air |  |  | 1015 | S-1015-0015-A-23-3542-01204305-N | 2400 | 1250 | 0.8 | 649 | 238 | 154 | SIK980000134232/6196 Unit 23 | 27582236 | 730890 | N | N
Polo | ROBA Piping Projects GmbH Obernburg | TPPL | Purge Air |  | Perno hexagonal, AD-W7, X7CrNiMoBNb16-16 (1.4986), M 20 | Hexagon Nut, AD-W7, X7CrNiMoBNb16-16 (1.4986), M 20 | 3542 | 23MB 303 | GT Piping | 16 | PCE | Germany |  | MBH40BR001 |  | Purge Air |  |  | 1015 | S-1015-0015-A-23-3542-01204305-N | 2400 | 1250 | 1.6 | 649 | 238 | 154 | SIK980000134232/6196 Unit 23 | 27582235 | 730890 | N | N
Polo | ROBA Piping Projects GmbH Obernburg | TPPL | Purge Air |  | Arandela de retención, Forma A, Acero inoxidable, M 16, 17,0 x 25,4 x 3,2 mm | Locking Washer, Form A, Stainless steel, M 16, 17,0 x 25,4 x 3,2 mm | 3542 | 23MB 303 | GT Piping | 16 | PR | Germany |  | MBH40BR001 |  | Purge Air |  |  | 1015 | S-1015-0015-A-23-3542-01204305-N | 2400 | 1250 | 1.6 | 649 | 238 | 154 | SIK980000134232/6196 Unit 23 | 27582148 | 730890 | N | N
Polo | ROBA Piping Projects GmbH Obernburg | TPPL | Purge Air |  | Arandela de retención, Forma A, Acero inoxidable, M 20, 21,4 x 30,7 x 3,2 mm | Locking Washer, Form A, Stainless steel, M 20, 21,4 x 30,7 x 3,2 mm | 3542 | 23MB 303 | GT Piping | 32 | PR | Germany |  | MBH40BR001 |  | Purge Air |  |  | 1015 | S-1015-0015-A-23-3542-01204305-N | 2400 | 1250 | 3.2 | 649 | 238 | 154 | SIK980000134232/6196 Unit 23 | 27582142 | 730890 | N | N
Polo | ROBA Piping Projects GmbH Obernburg | TPPL | Purge Air |  | Junta de metal redonda, Perfil A10, 1.4541, DN 65, 108 x 4 | Round metal gasket, Profile A10, 1.4541, DN 65, 108 x 4 | 3542 | 23MB 303 | GT Piping | 1 | PCE | Germany |  | MBH40BR001 |  | Purge Air |  |  | 1015 | S-1015-0015-A-23-3542-01204305-N | 2400 | 1250 | 0.5 | 649 | 238 | 154 | SIK980000134232/6196 Unit 23 | 27582234 | 730890 | N | N
Polo | ROBA Piping Projects GmbH Obernburg | TPPL | Purge Air |  | Junta de metal redonda, Perfil A10, 1.4541, DN 100, 150 x 4 | Round metal gasket, Profile A10, 1.4541, DN 100, 150 x 4 | 3542 | 23MB 303 | GT Piping | 2 | PCE | Germany |  | MBH40BR001 |  | Purge Air |  |  | 1015 | S-1015-0015-A-23-3542-01204305-N | 2400 | 1250 | 0.5 | 649 | 238 | 154 | SIK980000134232/6196 Unit 23 | 27582233 | 730890 | N | N
Polo | ROBA Piping Projects GmbH Obernburg | TPPL | Purge Air |  | Junta de estanqueidad, Cobre, 1", 39 x 33 x 2,0 mm | Gasket Ring, Copper, 1", 39 x 33 x 2,0 mm | 3542 | 23MB 303 | GT Piping | 1 | PCE | Germany |  | MBH40BR001 |  | Purge Air |  |  | 1015 | S-1015-0015-A-23-3542-01204305-N | 2400 | 1250 | 0.1 | 649 | 238 | 154 | SIK980000134232/6196 Unit 23 | 27582232 | 730890 | N | N
Polo | ROBA Piping Projects GmbH Obernburg | TPPL | Purge Air |  | Perno hexagonal, AD-W2, A 2 - 70, M 16, M 16 x 70 | Hexagon Bolt, AD-W2, A 2 - 70, M 16, M 16 x 70 | 3542 | 23MB 303 | GT Piping | 12 | PCE | Germany |  | MBH40BR002 |  | Purge Air |  |  | 1015 | S-1015-0015-A-23-3542-01204305-N | 2400 | 1250 | 2.4 | 649 | 238 | 154 | SIK980000134232/6196 Unit 23 | 27582231 | 730890 | N | N
Polo | ROBA Piping Projects GmbH Obernburg | TPPL | Purge Air |  | Perno hexagonal, AD-W2, A 2 - 70, M 24, M 24 x 95 | Hexagon Bolt, AD-W2, A 2 - 70, M 24, M 24 x 95 | 3542 | 23MB 303 | GT Piping | 8 | PCE | Germany |  | MBH40BR002 |  | Purge Air |  |  | 1015 | S-1015-0015-A-23-3542-01204305-N | 2400 | 1250 | 1.6 | 649 | 238 | 154 | SIK980000134232/6196 Unit 23 | 27582230 | 730890 | N | N
Polo | ROBA Piping Projects GmbH Obernburg | TPPL | Purge Air |  | Perno hexagonal, AD-W2, A 2 - 70, M 16 | Hexagon Nut, AD-W2, A 2 - 70, M 16 | 3542 | 23MB 303 | GT Piping | 12 | PCE | Germany |  | MBH40BR002 |  | Purge Air |  |  | 1015 | S-1015-0015-A-23-3542-01204305-N | 2400 | 1250 | 1.2 | 649 | 238 | 154 | SIK980000134232/6196 Unit 23 | 27582229 | 730890 | N | N
Polo | ROBA Piping Projects GmbH Obernburg | TPPL | Purge Air |  | Perno hexagonal, AD-W2, A 2 - 70, M 24 | Hexagon Nut, AD-W2, A 2 - 70, M 24 | 3542 | 23MB 303 | GT Piping | 8 | PCE | Germany |  | MBH40BR002 |  | Purge Air |  |  | 1015 | S-1015-0015-A-23-3542-01204305-N | 2400 | 1250 | 0.8 | 649 | 238 | 154 | SIK980000134232/6196 Unit 23 | 27582228 | 730890 | N | N
Polo | ROBA Piping Projects GmbH Obernburg | TPPL | Purge Air |  | Arandela de retención, Forma A, Acero inoxidable, M 16, 17,0 x 25,4 x 3,2 mm | Locking Washer, Form A, Stainless steel, M 16, 17,0 x 25,4 x 3,2 mm | 3542 | 23MB 303 | GT Piping | 24 | PR | Germany |  | MBH40BR002 |  | Purge Air |  |  | 1015 | S-1015-0015-A-23-3542-01204305-N | 2400 | 1250 | 2.4 | 649 | 238 | 154 | SIK980000134232/6196 Unit 23 | 27582146 | 730890 | N | N
Polo | ROBA Piping Projects GmbH Obernburg | TPPL | Purge Air |  | Arandela de retención, Forma A, Acero inoxidable, M 24, 25,3 x 39,0 x 3,2 mm | Locking Washer, Form A, Stainless steel, M 24, 25,3 x 39,0 x 3,2 mm | 3542 | 23MB 303 | GT Piping | 16 | PR | Germany |  | MBH40BR002 |  | Purge Air |  |  | 1015 | S-1015-0015-A-23-3542-01204305-N | 2400 | 1250 | 1.6 | 649 | 238 | 154 | SIK980000134232/6196 Unit 23 | 27582145 | 730890 | N | N
Polo | ROBA Piping Projects GmbH Obernburg | TPPL | Purge Air |  | Junta tórica, Vitón (80 mm), DN 50, 63,0 x 3,55 | O-Ring, Viton (80 Shore), DN 50, 63,0 x 3,55 | 3542 | 23MB 303 | GT Piping | 4 | PCE | Germany |  | MBH40BR002 |  | Purge Air |  |  | 1015 | S-1015-0015-A-23-3542-01204305-N | 2400 | 1250 | 0.4 | 649 | 238 | 154 | SIK980000134232/6196 Unit 23 | 27582227 | 730890 | N | N
Polo | ROBA Piping Projects GmbH Obernburg | TPPL | Purge Air |  | Perno hexagonal, AD-W7, GEOMET, 21 Cr Mo V 57, M 16, M 16 x 70 | Hexagon Bolt, AD-W7, GEOMET, 21 Cr Mo V 57, M 16, M 16 x 70 | 3542 | 23MB 303 | GT Piping | 8 | PCE | Germany |  | MBH40BR003 |  | Purge Air |  |  | 1015 | S-1015-0015-A-23-3542-01204305-N | 2400 | 1250 | 1.6 | 649 | 238 | 154 | SIK980000134232/6196 Unit 23 | 27582226 | 730890 | N | N
Polo | ROBA Piping Projects GmbH Obernburg | TPPL | Purge Air |  | Perno hexagonal, AD-W7, GEOMET, 21 Cr Mo V 57, M 20, M 20 x 80 | Hexagon Bolt, AD-W7, GEOMET, 21 Cr Mo V 57, M 20, M 20 x 80 | 3542 | 23MB 303 | GT Piping | 40 | PCE | Germany |  | MBH40BR003 |  | Purge Air |  |  | 1015 | S-1015-0015-A-23-3542-01204305-N | 2400 | 1250 | 8 | 649 | 238 | 154 | SIK980000134232/6196 Unit 23 | 27582225 | 730890 | N | N
Polo | ROBA Piping Projects GmbH Obernburg | TPPL | Purge Air |  | Perno hexagonal, AD-W7, GEOMET, 21 Cr Mo V 57, M 20, M 20 x 90 | Hexagon Bolt, AD-W7, GEOMET, 21 Cr Mo V 57, M 20, M 20 x 90 | 3542 | 23MB 303 | GT Piping | 8 | PCE | Germany |  | MBH40BR003 |  | Purge Air |  |  | 1015 | S-1015-0015-A-23-3542-01204305-N | 2400 | 1250 | 1.6 | 649 | 238 | 154 | SIK980000134232/6196 Unit 23 | 27582224 | 730890 | N | N
Polo | ROBA Piping Projects GmbH Obernburg | TPPL | Purge Air |  | Perno hexagonal, AD-W7, GEOMET, 24 Cr Mo 5, M 16, | Hexagon Nut, AD-W7, GEOMET, 24 Cr Mo 5, M 16, | 3542 | 23MB 303 | GT Piping | 8 | PCE | Germany |  | MBH40BR003 |  | Purge Air |  |  | 1015 | S-1015-0015-A-23-3542-01204305-N | 2400 | 1250 | 0.8 | 649 | 238 | 154 | SIK980000134232/6196 Unit 23 | 27582223 | 730890 | N | N
Polo | ROBA Piping Projects GmbH Obernburg | TPPL | Purge Air |  | Perno hexagonal, AD-W7, GEOMET, 24 Cr Mo 5, M 20, | Hexagon Nut, AD-W7, GEOMET, 24 Cr Mo 5, M 20, | 3542 | 23MB 303 | GT Piping | 48 | PCE | Germany |  | MBH40BR003 |  | Purge Air |  |  | 1015 | S-1015-0015-A-23-3542-01204305-N | 2400 | 1250 | 4.8 | 649 | 238 | 154 | SIK980000134232/6196 Unit 23 | 27582222 | 730890 | N | N
Polo | ROBA Piping Projects GmbH Obernburg | TPPL | Purge Air |  | Arandela de retención, Forma A, Acero inoxidable, M 16, 17,0 x 25,4 x 3,2 mm | Locking Washer, Form A, Stainless steel, M 16, 17,0 x 25,4 x 3,2 mm | 3542 | 23MB 303 | GT Piping | 16 | PR | Germany |  | MBH40BR003 |  | Purge Air |  |  | 1015 | S-1015-0015-A-23-3542-01204305-N | 2400 | 1250 | 1.6 | 649 | 238 | 154 | SIK980000134232/6196 Unit 23 | 27582144 | 730890 | N | N
Polo | ROBA Piping Projects GmbH Obernburg | TPPL | Purge Air |  | Arandela de retención, Forma A, Acero inoxidable, M 20, 21,4 x 30,7 x 3,2 mm | Locking Washer, Form A, Stainless steel, M 20, 21,4 x 30,7 x 3,2 mm | 3542 | 23MB 303 | GT Piping | 96 | PR | Germany |  | MBH40BR003 |  | Purge Air |  |  | 1015 | S-1015-0015-A-23-3542-01204305-N | 2400 | 1250 | 9.6 | 649 | 238 | 154 | SIK980000134232/6196 Unit 23 | 27582143 | 730890 | N | N
Polo | ROBA Piping Projects GmbH Obernburg | TPPL | Purge Air |  | Junta de metal redonda, Perfil A10, 1.4541, DN 65, 108 x 4 | Round metal gasket, Profile A10, 1.4541, DN 65, 108 x 4 | 3542 | 23MB 303 | GT Piping | 1 | PCE | Germany |  | MBH40BR003 |  | Purge Air |  |  | 1015 | S-1015-0015-A-23-3542-01204305-N | 2400 | 1250 | 0.5 | 649 | 238 | 154 | SIK980000134232/6196 Unit 23 | 27582221 | 730890 | N | N
Polo | ROBA Piping Projects GmbH Obernburg | TPPL | Purge Air |  | Junta tórica, Vitón (80 mm), DN 50, 63,0 x 3,55 | O-Ring, Viton (80 Shore), DN 50, 63,0 x 3,55 | 3542 | 23MB 303 | GT Piping | 2 | PCE | Germany |  | MBH40BR003 |  | Purge Air |  |  | 1015 | S-1015-0015-A-23-3542-01204305-N | 2400 | 1250 | 0.2 | 649 | 238 | 154 | SIK980000134232/6196 Unit 23 | 27582220 | 730890 | N | N
Polo | ROBA Piping Projects GmbH Obernburg | TPPL | Purge Air |  | Junta tórica, Vitón (80 mm), DN 100, 115,0 x 3,55 | O-Ring, Viton (80 Shore), DN 100, 115,0 x 3,55 | 3542 | 23MB 303 | GT Piping | 6 | PCE | Germany |  | MBH40BR003 |  | Purge Air |  |  | 1015 | S-1015-0015-A-23-3542-01204305-N | 2400 | 1250 | 0.6 | 649 | 238 | 154 | SIK980000134232/6196 Unit 23 | 27582219 | 730890 | N | N
Polo | ROBA Piping Projects GmbH Obernburg | TPPL | Purge Air |  | Orificio, según ZEP004-MBH40-MTB030-384773, 1.4571, DN 100, Ø 162 x Ø 55, con ranura, d=5mm | Orifice, acc. ZEP004-MBH40-MTB030-384773, 1.4571, DN 100, Ø 162 x Ø 55, with groove, d=5mm | 3542 | 23MB 303 | GT Piping | 1 | PCE | Germany |  | MBH40BR003 |  | Purge Air |  |  | 1015 | S-1015-0015-A-23-3542-01204305-N | 2400 | 1250 | 5 | 649 | 238 | 154 | SIK980000134232/6196 Unit 23 | 27582218 | 730890 | N | N
Polo | ROBA Piping Projects GmbH Obernburg | TPPL | Purge Air |  | Orificio, según ZEP004-MBH40-MTB030-384773, 1.4571, DN 100, Ø 162 x Ø 60, con ranura, d=5mm | Orifice, acc. ZEP004-MBH40-MTB030-384773, 1.4571, DN 100, Ø 162 x Ø 60, with groove, d=5mm | 3542 | 23MB 303 | GT Piping | 1 | PCE | Germany |  | MBH40BR003 |  | Purge Air |  |  | 1015 | S-1015-0015-A-23-3542-01204305-N | 2400 | 1250 | 5 | 649 | 238 | 154 | SIK980000134232/6196 Unit 23 | 27582217 | 730890 | N | N
Polo | ROBA Piping Projects GmbH Obernburg | TPPL | Purge Air |  | Orificio, según ZEP004-MBH40-MTB030-384773, 1.4571, DN 100, Ø 162 x Ø 65, con ranura, d=5mm | Orifice, acc. ZEP004-MBH40-MTB030-384773, 1.4571, DN 100, Ø 162 x Ø 65, with groove, d=5mm | 3542 | 23MB 303 | GT Piping | 1 | PCE | Germany |  | MBH40BR003 |  | Purge Air |  |  | 1015 | S-1015-0015-A-23-3542-01204305-N | 2400 | 1250 | 5 | 649 | 238 | 154 | SIK980000134232/6196 Unit 23 | 27582216 | 730890 | N | N
Polo | ROBA Piping Projects GmbH Obernburg | TPPL | Purge Air |  | Termómetro Termómetro, según SLV 3040026 Pos. 1, 1.4571 | Resist. Thermometer, acc. SLV 3040026 Pos. 1, 1.4571 | 3542 | 23MB 303 | GT Piping | 1 | PCE | Germany |  | MBH40BR003 / 12MBH40CT101 |  | Purge Air |  |  | 1015 | S-1015-0015-A-23-3542-01204305-N | 2400 | 1250 | 0.1 | 649 | 238 | 154 | SIK980000134232/6196 Unit 23 | 27582215 | 730890 | N | N
Polo | ROBA Piping Projects GmbH Obernburg | TPPL | Purge Air |  | Termómetro Termómetro, según SLV 3040026 Pos. 1, 1.4571 | Resist. Thermometer, acc. SLV 3040026 Pos. 1, 1.4571 | 3542 | 23MB 303 | GT Piping | 1 | PCE | Germany |  | MBH40BR003 / 12MBH40CT102 |  | Purge Air |  |  | 1015 | S-1015-0015-A-23-3542-01204305-N | 2400 | 1250 | 0.1 | 649 | 238 | 154 | SIK980000134232/6196 Unit 23 | 27582214 | 730890 | N | N
Polo | ROBA Piping Projects GmbH Obernburg | TPPL | Purge Air |  | Termómetro Termómetro, según SLV 3040026 Pos. 1, 1.4571 | Resist. Thermometer, acc. SLV 3040026 Pos. 1, 1.4571 | 3542 | 23MB 303 | GT Piping | 1 | PCE | Germany |  | MBH40BR003 / 12MBH40CT103 |  | Purge Air |  |  | 1015 | S-1015-0015-A-23-3542-01204305-N | 2400 | 1250 | 0.1 | 649 | 238 | 154 | SIK980000134232/6196 Unit 23 | 27582213 | 730890 | N | N
Polo | ROBA Piping Projects GmbH Obernburg | TPPL | Purge Air |  | Tubería, sin soldaduras, AD-W2, PK 2, 1.4571, DN 12, 12,0 x 1,5 | Pipe, seamless, AD-W2, PK 2, 1.4571, DN 12, 12,0 x 1,5 | 3542 | 23MB 303 | GT Piping | 7.7 | MTR | Austria |  | MBH40BR006 |  | Purge Air |  |  | 1015 | S-1015-0015-A-23-3542-01204305-N | 2400 | 1250 | 3.08 | 649 | 238 | 154 | SIK980000134232/6196 Unit 23 | 27582259 | 730890 | N | N
Polo | ROBA Piping Projects GmbH Obernburg | TPPL | Purge Air |  | Perno hexagonal, AD-W2, A 2 - 70, M 12, M 12 x 75 | Hexagon Bolt, AD-W2, A 2 - 70, M 12, M 12 x 75 | 3542 | 23MB 303 | GT Piping | 4 | PCE | Germany |  | MBH40BR006 |  | Purge Air |  |  | 1015 | S-1015-0015-A-23-3542-01204305-N | 2400 | 1250 | 0.8 | 649 | 238 | 154 | SIK980000134232/6196 Unit 23 | 27582212 | 730890 | N | N
Polo | ROBA Piping Projects GmbH Obernburg | TPPL | Purge Air |  | Perno hexagonal, AD-W2, A 2 - 70, M 12 | Hexagon Nut, AD-W2, A 2 - 70, M 12 | 3542 | 23MB 303 | GT Piping | 4 | PCE | Germany |  | MBH40BR006 |  | Purge Air |  |  | 1015 | S-1015-0015-A-23-3542-01204305-N | 2400 | 1250 | 0.4 | 649 | 238 | 154 | SIK980000134232/6196 Unit 23 | 27582211 | 730890 | N | N
Polo | ROBA Piping Projects GmbH Obernburg | TPPL | Purge Air |  | Tornillo de cierre, según SLV 3850115, 1.4404, DN 15, M 22 x 1,5 , Ø 1,5 mm | Screw Plug, acc. SLV 3850115, 1.4404, DN 15, M 22 x 1,5 ,Ø 1,5 mm | 3542 | 23MB 303 | GT Piping | 1 | PCE | Germany |  | MBH40BR006 / MBH40BP002 |  | Purge Air |  |  | 1015 | S-1015-0015-A-23-3542-01204305-N | 2400 | 1250 | 0.2 | 649 | 238 | 154 | SIK980000134232/6196 Unit 23 | 27582210 | 730890 | N | N
Polo | ROBA Piping Projects GmbH Obernburg | TPPL | Purge Air |  | Tornillo de cierre, según SLV 3850115, 1.4404, DN 15, M 22 x 1,5, Ø 1,5 mm | Screw Plug, acc. SLV 3850115, 1.4404, DN 15, M 22 x 1,5, Ø 1,5 mm | 3542 | 23MB 303 | GT Piping | 1 | PCE | Germany |  | MBH40BR006 / MBH40BP001 |  | Purge Air |  |  | 1015 | S-1015-0015-A-23-3542-01204305-N | 2400 | 1250 | 0.2 | 649 | 238 | 154 | SIK980000134232/6196 Unit 23 | 27582209 | 730890 | N | N
Polo | ROBA Piping Projects GmbH Obernburg | TPPL | Purge Air |  | Tornillo de cierre, según SLV 3850115, 1.4404, DN 15, M 22 x 1,5, Ø 1,5 mm | Screw Plug, acc. SLV 3850115, 1.4404, DN 15, M 22 x 1,5, Ø 1,5 mm | 3542 | 23MB 303 | GT Piping | 1 | PCE | Germany |  | MBH40BR006 / MBH40BP007 |  | Purge Air |  |  | 1015 | S-1015-0015-A-23-3542-01204305-N | 2400 | 1250 | 0.2 | 649 | 238 | 154 | SIK980000134232/6196 Unit 23 | 27582208 | 730890 | N | N
Polo | ROBA Piping Projects GmbH Obernburg | TPPL | Purge Air |  | Arandela de retención, Forma A, Acero inoxidable, M 12, 13,0 x 19,5 x 2,2 mm | Locking Washer, Form A, Stainless steel, M 12, 13,0 x 19,5 x 2,2 mm | 3542 | 23MB 303 | GT Piping | 8 | PR | Germany |  | MBH40BR006 |  | Purge Air |  |  | 1015 | S-1015-0015-A-23-3542-01204305-N | 2400 | 1250 | 0.8 | 649 | 238 | 154 | SIK980000134232/6196 Unit 23 | 27582139 | 730890 | N | N
Polo | ROBA Piping Projects GmbH Obernburg | TPPL | Purge Air |  | Junta tórica, Vitón (80 mm), DN 15, 28,0 x 2,65 | O-Ring, Viton (80 Shore), DN 15, 28,0 x 2,65 | 3542 | 23MB 303 | GT Piping | 1 | PCE | Germany |  | MBH40BR006 |  | Purge Air |  |  | 1015 | S-1015-0015-A-23-3542-01204305-N | 2400 | 1250 | 0.1 | 649 | 238 | 154 | SIK980000134232/6196 Unit 23 | 27582207 | 730890 | N | N
Polo | ROBA Piping Projects GmbH Obernburg | TPPL | Purge Air |  | Junta tórica, Vitón (80 mm), DN 15, 32,5 x 2,65 | O-Ring, Viton (80 Shore), DN 15, 32,5 x 2,65 | 3542 | 23MB 303 | GT Piping | 1 | PCE | Germany |  | MBH40BR006 |  | Purge Air |  |  | 1015 | S-1015-0015-A-23-3542-01204305-N | 2400 | 1250 | 0.1 | 649 | 238 | 154 | SIK980000134232/6196 Unit 23 | 27582206 | 730890 | N | N
Polo | ROBA Piping Projects GmbH Obernburg | TPPL | Purge Air |  | Junta de estanqueidad, Cobre, 3/4", 32 x 27 x 2,0 mm | Gasket Ring, Copper, 3/4", 32 x 27 x 2,0 mm | 3542 | 23MB 303 | GT Piping | 1 | PCE | Germany |  | MBH40BR006 |  | Purge Air |  |  | 1015 | S-1015-0015-A-23-3542-01204305-N | 2400 | 1250 | 0.1 | 649 | 238 | 154 | SIK980000134232/6196 Unit 23 | 27582205 | 730890 | N | N
Polo | ROBA Piping Projects GmbH Obernburg | TPPL | Purge Air |  | Swagelok, Unión métrica, 1.4401, DN 12, SS - 12MO - 6 | Swagelok, Union metric., 1.4401, DN 12, SS - 12MO - 6 | 3542 | 23MB 303 | GT Piping | 1 | PCE | Republic of Korea |  | MBH40BR006 |  | Purge Air |  |  | 1015 | S-1015-0015-A-23-3542-01204305-N | 2400 | 1250 | 0.5 | 649 | 238 | 154 | SIK980000134232/6196 Unit 23 | 27582267 | 730890 | N | N
Polo | ROBA Piping Projects GmbH Obernburg | TPPL | Purge Air |  | Swagelok, Unión en T, 1.4401, DN 12, SS - 12MO - 3 | Swagelok, T- Union , 1.4401, DN 12, SS - 12MO - 3 | 3542 | 23MB 303 | GT Piping | 1 | PCE | Republic of Korea |  | MBH40BR006 |  | Purge Air |  |  | 1015 | S-1015-0015-A-23-3542-01204305-N | 2400 | 1250 | 0.5 | 649 | 238 | 154 | SIK980000134232/6196 Unit 23 | 27582266 | 730890 | N | N
Polo | ROBA Piping Projects GmbH Obernburg | TPPL | Purge Air |  | Válvula de control, según SLV 3500084, 1.4571, DN 15 | Check Valve, acc. SLV 3500084, 1.4571, DN 15 | 3542 | 23MB 303 | GT Piping | 1 | PCE | Germany |  | MBH40BR006 / MBH40AA204 |  | Purge Air |  |  | 1015 | S-1015-0015-A-23-3542-01204305-N | 2400 | 1250 | 3 | 649 | 238 | 154 | SIK980000134232/6196 Unit 23 | 27582204 | 730890 | N | N
Polo | ROBA Piping Projects GmbH Obernburg | TPPL | Purge Air |  | Perno hexagonal, AD-W7, GEOMET, 21 Cr Mo V 57, M 16, M 16 x 70 | Hexagon Bolt, AD-W7, GEOMET, 21 Cr Mo V 57, M 16, M 16 x 70 | 3542 | 23MB 303 | GT Piping | 12 | PCE | Germany |  | MBH40BR007 |  | Purge Air |  |  | 1015 | S-1015-0015-A-23-3542-01204305-N | 2400 | 1250 | 2.4 | 649 | 238 | 154 | SIK980000134232/6196 Unit 23 | 27582203 | 730890 | N | N
Polo | ROBA Piping Projects GmbH Obernburg | TPPL | Purge Air |  | Perno hexagonal, AD-W7, GEOMET, 24 Cr Mo 5, M 16 | Hexagon Nut, AD-W7, GEOMET, 24 Cr Mo 5, M 16 | 3542 | 23MB 303 | GT Piping | 12 | PCE | Germany |  | MBH40BR007 |  | Purge Air |  |  | 1015 | S-1015-0015-A-23-3542-01204305-N | 2400 | 1250 | 1.2 | 649 | 238 | 154 | SIK980000134232/6196 Unit 23 | 27582202 | 730890 | N | N
Polo | ROBA Piping Projects GmbH Obernburg | TPPL | Purge Air |  | Arandela de retención, Forma A, Acero inoxidable, M 16, 17,0 x 25,4 x 3,2 mm | Locking Washer, Form A, Stainless steel, M 16, 17,0 x 25,4 x 3,2 mm | 3542 | 23MB 303 | GT Piping | 24 | PR | Germany |  | MBH40BR007 |  | Purge Air |  |  | 1015 | S-1015-0015-A-23-3542-01204305-N | 2400 | 1250 | 2.4 | 649 | 238 | 154 | SIK980000134232/6196 Unit 23 | 27582138 | 730890 | N | N
Polo | ROBA Piping Projects GmbH Obernburg | TPPL | Purge Air |  | Junta tórica, Vitón (80 mm), DN 50, 63,0 x 3,55 | O-Ring, Viton (80 Shore), DN 50, 63,0 x 3,55 | 3542 | 23MB 303 | GT Piping | 1 | PCE | Germany |  | MBH40BR007 |  | Purge Air |  |  | 1015 | S-1015-0015-A-23-3542-01204305-N | 2400 | 1250 | 0.1 | 649 | 238 | 154 | SIK980000134232/6196 Unit 23 | 27582201 | 730890 | N | N
Polo | ROBA Piping Projects GmbH Obernburg | TPPL | Purge Air |  | Tubería, sin soldaduras, AD-W2, PK 2, 1.4571, DN 12, 12,0 x 1,5 | Pipe, seamless, AD-W2, PK 2, 1.4571, DN 12, 12,0 x 1,5 | 3542 | 23MB 303 | GT Piping | 2.1 | MTR | Austria |  | MBH40BR301 |  | Purge Air |  |  | 1015 | S-1015-0015-A-23-3542-01204305-N | 2400 | 1250 | 0.84 | 649 | 238 | 154 | SIK980000134232/6196 Unit 23 | 27582260 | 730890 | N | N
Polo | ROBA Piping Projects GmbH Obernburg | TPPL | Purge Air |  | Swagelok, Junta, Cobre, 1/2", CU - 8 - RP - 2 | Swagelok, Gasket, Copper, 1/2", CU - 8 - RP - 2 | 3542 | 23MB 303 | GT Piping | 1 | PCE | Germany |  | MBH40BR301 |  | Purge Air |  |  | 1015 | S-1015-0015-A-23-3542-01204305-N | 2400 | 1250 | 0.1 | 649 | 238 | 154 | SIK980000134232/6196 Unit 23 | 27582200 | 730890 | N | N
Polo | ROBA Piping Projects GmbH Obernburg | TPPL | Purge Air |  | Swagelok, Acoplamiento atornillado métrico, 1.4401, DN 12, SS - 12MO - 1 - 8 | Swagelok, Screw-in coupling metric, 1.4401, DN 12, SS - 12MO - 1 - 8 | 3542 | 23MB 303 | GT Piping | 1 | PCE | Republic of Korea |  | MBH40BR301 |  | Purge Air |  |  | 1015 | S-1015-0015-A-23-3542-01204305-N | 2400 | 1250 | 0.5 | 649 | 238 | 154 | SIK980000134232/6196 Unit 23 | 27582265 | 730890 | N | N
Polo | ROBA Piping Projects GmbH Obernburg | TPPL | Purge Air |  | Swagelok, Acoplamiento atornillado métrico, 1.4401, DN 12, SS - 12MO - 1 - 8 RP | Swagelok, Screw-in coupling metric, 1.4401, DN 12, SS - 12MO - 1 - 8 RP | 3542 | 23MB 303 | GT Piping | 1 | PCE | Republic of Korea |  | MBH40BR301 |  | Purge Air |  |  | 1015 | S-1015-0015-A-23-3542-01204305-N | 2400 | 1250 | 0.5 | 649 | 238 | 154 | SIK980000134232/6196 Unit 23 | 27582264 | 730890 | N | N
Polo | ROBA Piping Projects GmbH Obernburg | TPPL | Purge Air |  | Bloque de válvulas accesorio, ZEP002-MBH-MTC050-820863 Pos.2-4 | Accessory Valve Block, ZEP002-MBH-MTC050-820863 Pos.2-4 | 3542 | 23MB 303 | GT Piping | 1 | PCE | France |  | MBH40BR301 |  | Purge Air |  |  | 1015 | S-1015-0015-A-23-3542-01204305-N | 2400 | 1250 | 0.1 | 649 | 238 | 154 | SIK980000134232/6196 Unit 23 | 27582258 | 730890 | N | N
Polo | ROBA Piping Projects GmbH Obernburg | TPPL | Purge Air |  | Transmisor, 7MF4433-1DA62-1EB1-ZA01+H03+Y01+C11+C12, según DWG: ZEP002-MBH-MTC050-820863_ | Transmitter, 7MF4433-1DA62-1EB1-ZA01+H03+Y01+C11+C12, , acc. DWG: ZEP002-MBH-MTC050-820863_ | 3542 | 23MB 303 | GT Piping | 1 | PCE | France |  | MBH40BR301 / MBH40CP101 |  | Purge Air |  |  | 1015 | S-1015-0015-A-23-3542-01204305-N | 2400 | 1250 | 3 | 649 | 238 | 154 | SIK980000134232/6196 Unit 23 | 27582257 | 730890 | N | N
Polo | ROBA Piping Projects GmbH Obernburg | TPPL | Purge Air |  | Tubería, sin soldaduras, AD-W2, PK 2, 1.4571, DN 12, 12,0 x 1,5 | Pipe, seamless, AD-W2, PK 2, 1.4571, DN 12, 12,0 x 1,5 | 3542 | 23MB 303 | GT Piping | 0.8 | MTR | Austria |  | MBH40BR302 |  | Purge Air |  |  | 1015 | S-1015-0015-A-23-3542-01204305-N | 2400 | 1250 | 0.32 | 649 | 238 | 154 | SIK980000134232/6196 Unit 23 | 27582261 | 730890 | N | N
Polo | ROBA Piping Projects GmbH Obernburg | TPPL | Purge Air |  | Swagelok, Junta, Cobre, 1/2", CU - 8 - RP - 2 | Swagelok, Gasket, Copper, 1/2", CU - 8 - RP - 2 | 3542 | 23MB 303 | GT Piping | 1 | PCE | Germany |  | MBH40BR302 |  | Purge Air |  |  | 1015 | S-1015-0015-A-23-3542-01204305-N | 2400 | 1250 | 0.1 | 649 | 238 | 154 | SIK980000134232/6196 Unit 23 | 27582199 | 730890 | N | N
Polo | ROBA Piping Projects GmbH Obernburg | TPPL | Purge Air |  | Swagelok, Acoplamiento atornillado métrico, 1.4401, DN 12, SS - 12MO - 1 - 8 RP | Swagelok, Screw-in coupling metric, 1.4401, DN 12, SS - 12MO - 1 - 8 RP | 3542 | 23MB 303 | GT Piping | 1 | PCE | Republic of Korea |  | MBH40BR302 |  | Purge Air |  |  | 1015 | S-1015-0015-A-23-3542-01204305-N | 2400 | 1250 | 0.5 | 649 | 238 | 154 | SIK980000134232/6196 Unit 23 | 27582263 | 730890 | N | N
Polo | ROBA Piping Projects GmbH Obernburg | TPPL | Purge Air |  | Swagelok, Acoplamiento atornillado métrico, 1.4401, DN 12, SS - 12MO - 1 - 8 | Swagelok, Screw-in coupling metric, 1.4401, DN 12, SS - 12MO - 1 - 8 | 3542 | 23MB 303 | GT Piping | 1 | PCE | Republic of Korea |  | MBH40BR302 |  | Purge Air |  |  | 1015 | S-1015-0015-A-23-3542-01204305-N | 2400 | 1250 | 0.5 | 649 | 238 | 154 | SIK980000134232/6196 Unit 23 | 27582262 | 730890 | N | N
Polo | ROBA Piping Projects GmbH Obernburg | TPPL | Purge Air |  | Perno hexagonal, AD-W7, GEOMET, 21 Cr Mo V 57, M 12, M 12 x 60 | Hexagon Bolt, AD-W7, GEOMET, 21 Cr Mo V 57, M 12, M 12 x 60 | 3542 | 23MB 303 | GT Piping | 8 | PCE | Germany |  | MBH40BR501 |  | Purge Air |  |  | 1015 | S-1015-0015-A-23-3542-01204305-N | 2400 | 1250 | 1.6 | 649 | 238 | 154 | SIK980000134232/6196 Unit 23 | 27582198 | 730890 | N | N
Polo | ROBA Piping Projects GmbH Obernburg | TPPL | Purge Air |  | Perno hexagonal, AD-W7, GEOMET, 24 Cr Mo 5, M 12, | Hexagon Nut, AD-W7, GEOMET, 24 Cr Mo 5, M 12, | 3542 | 23MB 303 | GT Piping | 8 | PCE | Germany |  | MBH40BR501 |  | Purge Air |  |  | 1015 | S-1015-0015-A-23-3542-01204305-N | 2400 | 1250 | 0.8 | 649 | 238 | 154 | SIK980000134232/6196 Unit 23 | 27582197 | 730890 | N | N
Polo | ROBA Piping Projects GmbH Obernburg | TPPL | Purge Air |  | Arandela de retención, Forma A, Acero inoxidable, M 12, 13,0 x 19,5 x 2,2 mm | Locking Washer, Form A, Stainless steel, M 12, 13,0 x 19,5 x 2,2 mm | 3542 | 23MB 303 | GT Piping | 16 | PR | Germany |  | MBH40BR501 |  | Purge Air |  |  | 1015 | S-1015-0015-A-23-3542-01204305-N | 2400 | 1250 | 1.6 | 649 | 238 | 154 | SIK980000134232/6196 Unit 23 | 27582137 | 730890 | N | N
Polo | ROBA Piping Projects GmbH Obernburg | TPPL | Purge Air |  | Junta tórica, Vitón (80 mm), DN 25, 36,5 x 2,65 | O-Ring, Viton (80 Shore), DN 25, 36,5 x 2,65 | 3542 | 23MB 303 | GT Piping | 2 | PCE | Germany |  | MBH40BR501 |  | Purge Air |  |  | 1015 | S-1015-0015-A-23-3542-01204305-N | 2400 | 1250 | 0.2 | 649 | 238 | 154 | SIK980000134232/6196 Unit 23 | 27582196 | 730890 | N | N
Polo | ROBA Piping Projects GmbH Obernburg | TPPL | Purge Air |  | Junta de estanqueidad, Cobre, 1", 39 x 33 x 2,0 mm | Gasket Ring, Copper, 1", 39 x 33 x 2,0 mm | 3542 | 23MB 303 | GT Piping | 1 | PCE | Germany |  | MBH40BR501 |  | Purge Air |  |  | 1015 | S-1015-0015-A-23-3542-01204305-N | 2400 | 1250 | 0.1 | 649 | 238 | 154 | SIK980000134232/6196 Unit 23 | 27582195 | 730890 | N | N
Polo | ROBA Piping Projects GmbH Obernburg | TPPL | Purge Air |  | Perno hexagonal, AD-W2, A 2 - 70, M 12, M 12 x 75 | Hexagon Bolt, AD-W2, A 2 - 70, M 12, M 12 x 75 | 3542 | 23MB 303 | GT Piping | 1 | PCE | Germany |  | ASP |  | Purge Air |  |  | 1015 | S-1015-0015-A-23-3542-01204305-N | 2400 | 1250 | 0.2 | 649 | 238 | 154 | SIK980000134232/6196 Unit 23 | 27582194 | 730890 | N | N
Polo | ROBA Piping Projects GmbH Obernburg | TPPL | Purge Air |  | Perno hexagonal, AD-W2, A 2 - 70, M 16, M 16 x 70 | Hexagon Bolt, AD-W2, A 2 - 70, M 16, M 16 x 70 | 3542 | 23MB 303 | GT Piping | 2 | PCE | Germany |  | ASP |  | Purge Air |  |  | 1015 | S-1015-0015-A-23-3542-01204305-N | 2400 | 1250 | 0.4 | 649 | 238 | 154 | SIK980000134232/6196 Unit 23 | 27582193 | 730890 | N | N
Polo | ROBA Piping Projects GmbH Obernburg | TPPL | Purge Air |  | Perno hexagonal, AD-W2, A 2 - 70, M 24, M 24 x 95 | Hexagon Bolt, AD-W2, A 2 - 70, M 24, M 24 x 95 | 3542 | 23MB 303 | GT Piping | 1 | PCE | Germany |  | ASP |  | Purge Air |  |  | 1015 | S-1015-0015-A-23-3542-01204305-N | 2400 | 1250 | 0.2 | 649 | 238 | 154 | SIK980000134232/6196 Unit 23 | 27582192 | 730890 | N | N
Polo | ROBA Piping Projects GmbH Obernburg | TPPL | Purge Air |  | Perno hexagonal, AD-W7, X7CrNiMoBNb16-16 (1.4986), M 16, M 16 x 70 | Hexagon Bolt, AD-W7, X7CrNiMoBNb16-16 (1.4986), M 16, M 16 x 70 | 3542 | 23MB 303 | GT Piping | 1 | PCE | Germany |  | ASP |  | Purge Air |  |  | 1015 | S-1015-0015-A-23-3542-01204305-N | 2400 | 1250 | 0.2 | 649 | 238 | 154 | SIK980000134232/6196 Unit 23 | 27582191 | 730890 | N | N
Polo | ROBA Piping Projects GmbH Obernburg | TPPL | Purge Air |  | Perno hexagonal, AD-W7, X7CrNiMoBNb16-16 (1.4986), M 20, M 20 x 80 | Hexagon Bolt, AD-W7, X7CrNiMoBNb16-16 (1.4986), M 20, M 20 x 80 | 3542 | 23MB 303 | GT Piping | 1 | PCE | Germany |  | ASP |  | Purge Air |  |  | 1015 | S-1015-0015-A-23-3542-01204305-N | 2400 | 1250 | 0.2 | 649 | 238 | 154 | SIK980000134232/6196 Unit 23 | 27582190 | 730890 | N | N
Polo | ROBA Piping Projects GmbH Obernburg | TPPL | Purge Air |  | Perno hexagonal, AD-W7, X7CrNiMoBNb16-16 (1.4986), M 20, M 20 x 50 | Hexagon Bolt, AD-W7, X7CrNiMoBNb16-16 (1.4986), M 20, M 20 x 50 | 3542 | 23MB 303 | GT Piping | 1 | PCE | Germany |  | ASP |  | Purge Air |  |  | 1015 | S-1015-0015-A-23-3542-01204305-N | 2400 | 1250 | 0.2 | 649 | 238 | 154 | SIK980000134232/6196 Unit 23 | 27582189 | 730890 | N | N
Polo | ROBA Piping Projects GmbH Obernburg | TPPL | Purge Air |  | Perno hexagonal, AD-W7, GEOMET, 21 Cr Mo V 57, M 12, M 12 x 60 | Hexagon Bolt, AD-W7, GEOMET, 21 Cr Mo V 57, M 12, M 12 x 60 | 3542 | 23MB 303 | GT Piping | 1 | PCE | Germany |  | ASP |  | Purge Air |  |  | 1015 | S-1015-0015-A-23-3542-01204305-N | 2400 | 1250 | 0.2 | 649 | 238 | 154 | SIK980000134232/6196 Unit 23 | 27582188 | 730890 | N | N
Polo | ROBA Piping Projects GmbH Obernburg | TPPL | Purge Air |  | Perno hexagonal, AD-W7, GEOMET, 21 Cr Mo V 57, M 16, M 16 x 70 | Hexagon Bolt, AD-W7, GEOMET, 21 Cr Mo V 57, M 16, M 16 x 70 | 3542 | 23MB 303 | GT Piping | 2 | PCE | Germany |  | ASP |  | Purge Air |  |  | 1015 | S-1015-0015-A-23-3542-01204305-N | 2400 | 1250 | 0.4 | 649 | 238 | 154 | SIK980000134232/6196 Unit 23 | 27582187 | 730890 | N | N
Polo | ROBA Piping Projects GmbH Obernburg | TPPL | Purge Air |  | Perno hexagonal, AD-W7, GEOMET, 21 Cr Mo V 57, M 20, M 20 x 90 | Hexagon Bolt, AD-W7, GEOMET, 21 Cr Mo V 57, M 20, M 20 x 90 | 3542 | 23MB 303 | GT Piping | 1 | PCE | Germany |  | ASP |  | Purge Air |  |  | 1015 | S-1015-0015-A-23-3542-01204305-N | 2400 | 1250 | 0.2 | 649 | 238 | 154 | SIK980000134232/6196 Unit 23 | 27582186 | 730890 | N | N
Polo | ROBA Piping Projects GmbH Obernburg | TPPL | Purge Air |  | Perno hexagonal, AD-W7, GEOMET, 21 Cr Mo V 57, M 20, M 20 x 80 | Hexagon Bolt, AD-W7, GEOMET, 21 Cr Mo V 57, M 20, M 20 x 80 | 3542 | 23MB 303 | GT Piping | 4 | PCE | Germany |  | ASP |  | Purge Air |  |  | 1015 | S-1015-0015-A-23-3542-01204305-N | 2400 | 1250 | 0.8 | 649 | 238 | 154 | SIK980000134232/6196 Unit 23 | 27582185 | 730890 | N | N
Polo | ROBA Piping Projects GmbH Obernburg | TPPL | Purge Air |  | Perno hexagonal, AD-W2, A 2 - 70, M 12 | Hexagon Nut, AD-W2, A 2 - 70, M 12 | 3542 | 23MB 303 | GT Piping | 1 | PCE | Germany |  | ASP |  | Purge Air |  |  | 1015 | S-1015-0015-A-23-3542-01204305-N | 2400 | 1250 | 0.1 | 649 | 238 | 154 | SIK980000134232/6196 Unit 23 | 27582184 | 730890 | N | N
Polo | ROBA Piping Projects GmbH Obernburg | TPPL | Purge Air |  | Perno hexagonal, AD-W2, A 2 - 70, M 16 | Hexagon Nut, AD-W2, A 2 - 70, M 16 | 3542 | 23MB 303 | GT Piping | 2 | PCE | Germany |  | ASP |  | Purge Air |  |  | 1015 | S-1015-0015-A-23-3542-01204305-N | 2400 | 1250 | 0.2 | 649 | 238 | 154 | SIK980000134232/6196 Unit 23 | 27582183 | 730890 | N | N
Polo | ROBA Piping Projects GmbH Obernburg | TPPL | Purge Air |  | Perno hexagonal, AD-W2, A 2 - 70, M 24 | Hexagon Nut, AD-W2, A 2 - 70, M 24 | 3542 | 23MB 303 | GT Piping | 1 | PCE | Germany |  | ASP |  | Purge Air |  |  | 1015 | S-1015-0015-A-23-3542-01204305-N | 2400 | 1250 | 0.1 | 649 | 238 | 154 | SIK980000134232/6196 Unit 23 | 27582182 | 730890 | N | N
Polo | ROBA Piping Projects GmbH Obernburg | TPPL | Purge Air |  | Perno hexagonal, AD-W7, X7CrNiMoBNb16-16 (1.4986), M 16 | Hexagon Nut, AD-W7, X7CrNiMoBNb16-16 (1.4986), M 16 | 3542 | 23MB 303 | GT Piping | 1 | PCE | Germany |  | ASP |  | Purge Air |  |  | 1015 | S-1015-0015-A-23-3542-01204305-N | 2400 | 1250 | 0.1 | 649 | 238 | 154 | SIK980000134232/6196 Unit 23 | 27582181 | 730890 | N | N
Polo | ROBA Piping Projects GmbH Obernburg | TPPL | Purge Air |  | Perno hexagonal, AD-W7, X7CrNiMoBNb16-16 (1.4986), M 20 | Hexagon Nut, AD-W7, X7CrNiMoBNb16-16 (1.4986), M 20 | 3542 | 23MB 303 | GT Piping | 2 | PCE | Germany |  | ASP |  | Purge Air |  |  | 1015 | S-1015-0015-A-23-3542-01204305-N | 2400 | 1250 | 0.2 | 649 | 238 | 154 | SIK980000134232/6196 Unit 23 | 27582180 | 730890 | N | N
Polo | ROBA Piping Projects GmbH Obernburg | TPPL | Purge Air |  | Perno hexagonal, AD-W7, GEOMET, 24 Cr Mo 5, M 12 | Hexagon Nut, AD-W7, GEOMET, 24 Cr Mo 5, M 12 | 3542 | 23MB 303 | GT Piping | 1 | PCE | Germany |  | ASP |  | Purge Air |  |  | 1015 | S-1015-0015-A-23-3542-01204305-N | 2400 | 1250 | 0.1 | 649 | 238 | 154 | SIK980000134232/6196 Unit 23 | 27582179 | 730890 | N | N
Polo | ROBA Piping Projects GmbH Obernburg | TPPL | Purge Air |  | Perno hexagonal, AD-W7, GEOMET, 24 Cr Mo 5, M 16 | Hexagon Nut, AD-W7, GEOMET, 24 Cr Mo 5, M 16 | 3542 | 23MB 303 | GT Piping | 2 | PCE | Germany |  | ASP |  | Purge Air |  |  | 1015 | S-1015-0015-A-23-3542-01204305-N | 2400 | 1250 | 0.2 | 649 | 238 | 154 | SIK980000134232/6196 Unit 23 | 27582178 | 730890 | N | N
Polo | ROBA Piping Projects GmbH Obernburg | TPPL | Purge Air |  | Perno hexagonal, AD-W7, GEOMET, 24 Cr Mo 5, M 20 | Hexagon Nut, AD-W7, GEOMET, 24 Cr Mo 5, M 20 | 3542 | 23MB 303 | GT Piping | 5 | PCE | Germany |  | ASP |  | Purge Air |  |  | 1015 | S-1015-0015-A-23-3542-01204305-N | 2400 | 1250 | 0.5 | 649 | 238 | 154 | SIK980000134232/6196 Unit 23 | 27582177 | 730890 | N | N
Polo | ROBA Piping Projects GmbH Obernburg | TPPL | Purge Air |  | Arandela de retención, Forma A, Acero inoxidable, M 12, 13,0 x 19,5 x 2,2 mm | Locking Washer, Form A, Stainless steel, M 12, 13,0 x 19,5 x 2,2 mm | 3542 | 23MB 303 | GT Piping | 4 | PR | Germany |  | ASP |  | Purge Air |  |  | 1015 | S-1015-0015-A-23-3542-01204305-N | 2400 | 1250 | 0.4 | 649 | 238 | 154 | SIK980000134232/6196 Unit 23 | 27582136 | 730890 | N | N
Polo | ROBA Piping Projects GmbH Obernburg | TPPL | Purge Air |  | Arandela de retención, Forma A, Acero inoxidable, M 16, 17,0 x 25,4 x 3,2 mm | Locking Washer, Form A, Stainless steel, M 16, 17,0 x 25,4 x 3,2 mm | 3542 | 23MB 303 | GT Piping | 8 | PR | Germany |  | ASP |  | Purge Air |  |  | 1015 | S-1015-0015-A-23-3542-01204305-N | 2400 | 1250 | 0.8 | 649 | 238 | 154 | SIK980000134232/6196 Unit 23 | 27582140 | 730890 | N | N
Polo | ROBA Piping Projects GmbH Obernburg | TPPL | Purge Air |  | Arandela de retención, Forma A, Acero inoxidable, M 20, 21,4 x 30,7 x 3,2 mm | Locking Washer, Form A, Stainless steel, M 20, 21,4 x 30,7 x 3,2 mm | 3542 | 23MB 303 | GT Piping | 14 | PR | Germany |  | ASP |  | Purge Air |  |  | 1015 | S-1015-0015-A-23-3542-01204305-N | 2400 | 1250 | 1.4 | 649 | 238 | 154 | SIK980000134232/6196 Unit 23 | 27582141 | 730890 | N | N
Polo | ROBA Piping Projects GmbH Obernburg | TPPL | Purge Air |  | Arandela de retención, Forma A, Acero inoxidable, M 24, 25,3 x 39,0 x 3,2 mm | Locking Washer, Form A, Stainless steel, M 24, 25,3 x 39,0 x 3,2 mm | 3542 | 23MB 303 | GT Piping | 2 | PR | Germany |  | ASP |  | Purge Air |  |  | 1015 | S-1015-0015-A-23-3542-01204305-N | 2400 | 1250 | 0.2 | 649 | 238 | 154 | SIK980000134232/6196 Unit 23 | 27582147 | 730890 | N | N
Polo | ROBA Piping Projects GmbH Obernburg | TPPL | Purge Air |  | Junta de metal redonda, Perfil A10, 1.4541, DN 65, 108 x 4 | Round metal gasket, Profile A10, 1.4541, DN 65, 108 x 4 | 3542 | 23MB 303 | GT Piping | 2 | PCE | Germany |  | ASP |  | Purge Air |  |  | 1015 | S-1015-0015-A-23-3542-01204305-N | 2400 | 1250 | 0.5 | 649 | 238 | 154 | SIK980000134232/6196 Unit 23 | 27582176 | 730890 | N | N
Polo | ROBA Piping Projects GmbH Obernburg | TPPL | Purge Air |  | Junta de metal redonda, Perfil A10, 1.4541, DN 100, 150 x 4 | Round metal gasket, Profile A10, 1.4541, DN 100, 150 x 4 | 3542 | 23MB 303 | GT Piping | 2 | PCE | Germany |  | ASP |  | Purge Air |  |  | 1015 | S-1015-0015-A-23-3542-01204305-N | 2400 | 1250 | 0.5 | 649 | 238 | 154 | SIK980000134232/6196 Unit 23 | 27582175 | 730890 | N | N
Polo | ROBA Piping Projects GmbH Obernburg | TPPL | Purge Air |  | Junta tórica, Vitón (80 mm), DN 15, 32,5 x 2,65 | O-Ring, Viton (80 Shore), DN 15, 32,5 x 2,65 | 3542 | 23MB 303 | GT Piping | 1 | PCE | Germany |  | ASP |  | Purge Air |  |  | 1015 | S-1015-0015-A-23-3542-01204305-N | 2400 | 1250 | 0.1 | 649 | 238 | 154 | SIK980000134232/6196 Unit 23 | 27582174 | 730890 | N | N
Polo | ROBA Piping Projects GmbH Obernburg | TPPL | Purge Air |  | Junta tórica, Vitón (80 mm), DN 15, 28,0 x 2,65 | O-Ring, Viton (80 Shore), DN 15, 28,0 x 2,65 | 3542 | 23MB 303 | GT Piping | 1 | PCE | Germany |  | ASP |  | Purge Air |  |  | 1015 | S-1015-0015-A-23-3542-01204305-N | 2400 | 1250 | 0.1 | 649 | 238 | 154 | SIK980000134232/6196 Unit 23 | 27582173 | 730890 | N | N
Polo | ROBA Piping Projects GmbH Obernburg | TPPL | Purge Air |  | Junta tórica, Vitón (80 mm), DN 25, 36,5 x 2,65 | O-Ring, Viton (80 Shore), DN 25, 36,5 x 2,65 | 3542 | 23MB 303 | GT Piping | 2 | PCE | Germany |  | ASP |  | Purge Air |  |  | 1015 | S-1015-0015-A-23-3542-01204305-N | 2400 | 1250 | 0.2 | 649 | 238 | 154 | SIK980000134232/6196 Unit 23 | 27582172 | 730890 | N | N
Polo | ROBA Piping Projects GmbH Obernburg | TPPL | Purge Air |  | Junta tórica, Vitón (80 mm), DN 50, 63,0 x 3,55 | O-Ring, Viton (80 Shore), DN 50, 63,0 x 3,55 | 3542 | 23MB 303 | GT Piping | 7 | PCE | Germany |  | ASP |  | Purge Air |  |  | 1015 | S-1015-0015-A-23-3542-01204305-N | 2400 | 1250 | 0.7 | 649 | 238 | 154 | SIK980000134232/6196 Unit 23 | 27582171 | 730890 | N | N
Polo | ROBA Piping Projects GmbH Obernburg | TPPL | Purge Air |  | Junta tórica, Vitón (80 mm), DN 100, 115,0 x 3,55 | O-Ring, Viton (80 Shore), DN 100, 115,0 x 3,55 | 3542 | 23MB 303 | GT Piping | 6 | PCE | Germany |  | ASP |  | Purge Air |  |  | 1015 | S-1015-0015-A-23-3542-01204305-N | 2400 | 1250 | 0.6 | 649 | 238 | 154 | SIK980000134232/6196 Unit 23 | 27582170 | 730890 | N | N
Polo | Siemens Gas and Power GmbH & Co. KG SE T NP DT Werk Kirchheim Kirchheim | TPES | Three-phase-cast-resin-static converter 23MBJ01 transformer GEAFOL 3400 KVA | transformador GEAFOL 3400 KVA 23MBJ01 | Transformer GEAFOL 3400 KVA FTNR: K829641, ID-Code: 23MBJ01 | transformador GEAFOL 3400 KVA FTNR: K829641, ID-Code: 23MBJ01 | 7604 | 23MBJ202 | Starting Frequency Converter Transf. | 1 | PCE | Germany |  | 23MBJ01 |  |  |  |  | 1017 | S-1017-0001-A-23-7604-00384252-N | 7315 | 6810 | 6810 | 240 | 140 | 260 | 39651705 | 22552954 |  | N | N
Polo | Siemens Gas and Power GmbH & Co. KG SE T NP DT Werk Kirchheim Kirchheim | TPES | Housing for transformer GEAFOL 1900 KVA23MKC01 | carcasa para transformador GEAFOL 1900 KVA 23MKC01 | housing for transformer GEAFOL 1900 KVA, FTNR:K829643, ID Code: 23MKC01 | carcasa para ransformador GEAFOL 1900 KVA, FTNR:K829643, ID Code: 23MKC01 | 7604 | 23MKC202 | Static Excitation Transformer | 1 | PCE | Germany |  | 23MKC01 |  |  |  |  | 1017 | S-1017-0002-A-23-7604-00384252-N | 1020 | 860 | 860 | 310 | 120 | 220 | 39651706 | 22553474 |  | N | N
Polo | Siemens Gas and Power GmbH & Co. KG SE T NP DT Werk Kirchheim Kirchheim | TPES | transformer GEAFOL 1900 KVA 23MKC01 | transformador GEAFOL 1900 KVA 23MKC01 | transformer GEAFOL 1900KVA FTNR K829643, ID Code: 23MKC01 | transformador GEAFOL 1900 KVA, FTNR K829643, ID Code: 23MKC01 | 7604 | 23MKC202 | Static Excitation Transformer | 1 | PCE | Germany |  | 23MKC01 |  |  |  |  | 1017 | S-1017-0003-A-23-7604-00384252-N | 4385 | 3960 | 3960 | 210 | 140 | 240 | 39651706 | 22553473 |  | N | N
Polo | Siemens Gas and Power GmbH & Co. KG SE T NP DT Werk Kirchheim Kirchheim | TPES | Housing for Transformer GEAFOL 3400 KVA 23MBJ01 | carcasa para transfromador GEAFOL 3400 KVA 23MBJ01 | Housing for Transformer GEAFOL 3400 KVA FTNR: K829641, ID-Code: 23MBJ01 | carcasa para transformador GEAFOL 3400 KVA FTNR: K829641, ID-Code: 23MBJ01 | 7604 | 23MBJ202 | Starting Frequency Converter Transf. | 1 | PCE | Germany |  | 23MBJ01 |  |  |  |  | 1017 | S-1017-0004-A-23-7604-00384252-N | 1390 | 1050 | 1050 | 330 | 170 | 180 | 39651705 | 22552955 |  | N | N
Polo | BBM Gerber Technologie GmbH Dortmund | TPMC | accesorios | accessories | HELM Trolley hanger -86 90x153x52 | TRASLADORA -86 90x153x52 | 6295 | 23MPB306 | Enclosure Diff. Enclosure | 2 | PCE | Germany |  | - | 240-G100704-BM0D |  |  |  | 1019 | S-1019-0001-B-23-6295-01204764-N | 140 | 50.1 | 2.2 | 120 | 115 | 90 | German scope (Unit23) | 22831624 | 841459 | N | N
Polo | BBM Gerber Technologie GmbH Dortmund | TPMC | accesorios | accessories | FASTENER STRAP D=5360/5462 | ABRAZADERA DE MONTAJE D=5360/5462 | 6295 | 23MPB306 | Enclosure Diff. Enclosure | 1 | PCE | Germany |  | - | 240-G100704-BJ0D |  |  |  | 1019 | S-1019-0001-B-23-6295-01204764-N | 140 | 50.1 | 2 | 120 | 115 | 90 | German scope (Unit23) | 22831626 | 841459 | N | N
Polo | BBM Gerber Technologie GmbH Dortmund | TPMC | accesorios | accessories | FASTENER STRAP D=4966/5067 | ABRAZADERA DE MONTAJE D=4966/5067 | 6295 | 23MPB306 | Enclosure Diff. Enclosure | 1 | PCE | Germany |  | - | 240-G100704-BJ0D |  |  |  | 1019 | S-1019-0001-B-23-6295-01204764-N | 140 | 50.1 | 2 | 120 | 115 | 90 | German scope (Unit23) | 22831627 | 841459 | N | N
Polo | BBM Gerber Technologie GmbH Dortmund | TPMC | accesorios | accessories | COMPENSATOR D=5100/ D=5000; L=1485 | COMPENSADOR D=5100/ D=5000; L=1485 | 6295 | 23MPB306 | Enclosure Diff. Enclosure | 1 | PCE | Germany |  | - | 240-G100704-BJ0D |  |  |  | 1019 | S-1019-0001-B-23-6295-01204764-N | 140 | 50.1 | 8 | 120 | 115 | 90 | German scope (Unit23) | 22831625 | 841459 | N | N
Polo | BBM Gerber Technologie GmbH Dortmund | TPMC | accesorios | accessories | DAMPER CLAMPS-MEZ-LATZ M8 x 25 | ABRAZADERA DE MONTAJE- -MEZ-LATZ M8 x 25 | 6295 | 23MPB306 | Enclosure Diff. Enclosure | 110 | PCE | Germany |  | - | 240-G100704-BN0D |  |  |  | 1019 | S-1019-0001-B-23-6295-01204764-N | 140 | 50.1 | 5.5 | 120 | 115 | 90 | German scope (Unit23) | 22831628 | 841459 | N | N
Polo | BBM Gerber Technologie GmbH Dortmund | TPMC | accesorios | accessories | KOERAPUR 125 grey, 300 ml | KOERAPUR 125 grey, 300 ml | 6295 | 23MPB306 | Enclosure Diff. Enclosure | 12 | PCE | Germany |  | - | 240-G100704-BA0D |  |  |  | 1019 | S-1019-0001-B-23-6295-01204764-N | 140 | 50.1 | 6 | 120 | 115 | 90 | German scope (Unit23) | 22831629 | 841459 | N | N
Polo | BBM Gerber Technologie GmbH Dortmund | TPMC | accesorios | accessories | PRESSING DEVICE | PRENSA DE SILICONA | 6295 | 23MPB306 | Enclosure Diff. Enclosure | 1 | PCE | Germany |  | - | 240-G100704-BA0D |  |  |  | 1019 | S-1019-0001-B-23-6295-01204764-N | 140 | 50.1 | 0.5 | 120 | 115 | 90 | German scope (Unit23) | 22831630 | 841459 | N | N
Polo | BBM Gerber Technologie GmbH Dortmund | TPMC | accesorios | accessories | CELLULAR RUBBER 5x20 | CAUCHO CELULAR 5x20 | 6295 | 23MPB306 | Enclosure Diff. Enclosure | 1770 | MTR | Germany |  | - | 240-G100704-BN0D |  |  |  | 1019 | S-1019-0001-B-23-6295-01204764-N | 140 | 50.1 | 6.9 | 120 | 115 | 90 | German scope (Unit23) | 22831620 | 841459 | N | N
Polo | BBM Gerber Technologie GmbH Dortmund | TPMC | accesorios | accessories | CELLULAR RUBBER 3x20 | CAUCHO CELULAR 3x20 | 6295 | 23MPB306 | Enclosure Diff. Enclosure | 170 | MTR | Germany |  | - | 240-G100704-BA0D |  |  |  | 1019 | S-1019-0001-B-23-6295-01204764-N | 140 | 50.1 | 2.8 | 120 | 115 | 90 | German scope (Unit23) | 22831621 | 841459 | N | N
Polo | BBM Gerber Technologie GmbH Dortmund | TPMC | accesorios | accessories | SEALING GASKET LS-15/1.5-2 | SELLADO LS-15/1.5-2 | 6295 | 23MPB306 | Enclosure Diff. Enclosure | 525 | MTR | Germany |  | - | 240-G100704-BA0D |  |  |  | 1019 | S-1019-0001-B-23-6295-01204764-N | 140 | 50.1 | 3 | 120 | 115 | 90 | German scope (Unit23) | 22831622 | 841459 | N | N
Polo | BBM Gerber Technologie GmbH Dortmund | TPMC | accesorios | accessories | CELLULAR RUBBER 3x10 | CAUCHO CELULAR 3x10 | 6295 | 23MPB306 | Enclosure Diff. Enclosure | 150 | MTR | Germany |  | - | 240-G100704-BN0D |  |  |  | 1019 | S-1019-0001-B-23-6295-01204764-N | 140 | 50.1 | 9 | 120 | 115 | 90 | German scope (Unit23) | 22831623 | 841459 | N | N
Polo | BBM Gerber Technologie GmbH Dortmund | TPMC | accesorios | accessories | TYPE PLATE BBM | PLACA DEL FABRICANTE BBM | 6295 | 23MPB306 | Enclosure Diff. Enclosure | 5 | PCE | Germany |  | - | 240-G100704-BA0D |  |  |  | 1019 | S-1019-0001-B-23-6295-01204764-N | 140 | 50.1 | 2 | 120 | 115 | 90 | German scope (Unit23) | 22831631 | 841459 | N | N
Polo | BBM Gerber Technologie GmbH Dortmund | TPMC | accesorios | accessories | SIGN "DANGER" | EL SIGNO "DANGER" | 6295 | 23MPB306 | Enclosure Diff. Enclosure | 4 | PCE | Germany |  | - | 240-G100704-BA0D |  |  |  | 1019 | S-1019-0001-B-23-6295-01204764-N | 140 | 50.1 | 0.1 | 120 | 115 | 90 | German scope (Unit23) | 22831632 | 841459 | N | N
Polo | BBM Gerber Technologie GmbH Dortmund | TPMC | accesorios | accessories | SIGN "EAR PROTECTION | EL SIGNO"EAR PROTECTION" | 6295 | 23MPB306 | Enclosure Diff. Enclosure | 6 | PCE | Germany |  | - | 240-G100704-BA0D |  |  |  | 1019 | S-1019-0001-B-23-6295-01204764-N | 140 | 50.1 | 0.1 | 120 | 115 | 90 | German scope (Unit23) | 22831633 | 841459 | N | N
Polo | BBM Gerber Technologie GmbH Dortmund | TPMC | eléctrico | electric | Lamp with connector Schuch n 162236 | LÁMPARA CON ENCHUFE Schuch n 162236 | 6295 | 23MPB306 | Enclosure Diff. Enclosure | 1 | PCE | Germany |  | - | 004-G100704-AA0D |  |  |  | 1019 | S-1019-0002-B-23-6295-01204764-N | 830 | 508.1 | 2.5 | 350 | 180 | 110 | German scope (Unit23) | 22831636 | 841459 | N | N
Polo | BBM Gerber Technologie GmbH Dortmund | TPMC | eléctrico | electric | Lamp with connector Schuch n 8611 | LÁMPARA CON ENCHUFE Schuch n 8611 | 6295 | 23MPB306 | Enclosure Diff. Enclosure | 1 | PCE | Germany |  | - | 004-G100704-AA0D |  |  |  | 1019 | S-1019-0002-B-23-6295-01204764-N | 830 | 508.1 | 2.5 | 350 | 180 | 110 | German scope (Unit23) | 22831637 | 841459 | N | N
Polo | BBM Gerber Technologie GmbH Dortmund | TPMC | eléctrico | electric | Lamp with connector Schuch n 162218 | LÁMPARA CON ENCHUFE Schuch n 162218 | 6295 | 23MPB306 | Enclosure Diff. Enclosure | 1 | PCE | Germany |  | - | 004-G100704-AA0D |  |  |  | 1019 | S-1019-0002-B-23-6295-01204764-N | 830 | 508.1 | 2.5 | 350 | 180 | 110 | German scope (Unit23) | 22831638 | 841459 | N | N
Polo | BBM Gerber Technologie GmbH Dortmund | TPMC | eléctrico | electric | Lamp with connector Schuch n 162236 | LÁMPARA CON ENCHUFE Schuch n 162236 | 6295 | 23MPB306 | Enclosure Diff. Enclosure | 1 | PCE | Germany |  | - | 004-G100704-AA0D |  |  |  | 1019 | S-1019-0002-B-23-6295-01204764-N | 830 | 508.1 | 2.5 | 350 | 180 | 110 | German scope (Unit23) | 22831639 | 841459 | N | N
Polo | BBM Gerber Technologie GmbH Dortmund | TPMC | eléctrico | electric | Lamp with connector Schuch n 162218 | LÁMPARA CON ENCHUFE Schuch n 162218 | 6295 | 23MPB306 | Enclosure Diff. Enclosure | 1 | PCE | Germany |  | - | 004-G100704-AA0D |  |  |  | 1019 | S-1019-0002-B-23-6295-01204764-N | 830 | 508.1 | 2.5 | 350 | 180 | 110 | German scope (Unit23) | 22831640 | 841459 | N | N
Polo | BBM Gerber Technologie GmbH Dortmund | TPMC | eléctrico | electric | Lamp with connector Schuch n 162236 | LÁMPARA CON ENCHUFE Schuch n 162236 | 6295 | 23MPB306 | Enclosure Diff. Enclosure | 1 | PCE | Germany |  | - | 004-G100704-AA0D |  |  |  | 1019 | S-1019-0002-B-23-6295-01204764-N | 830 | 508.1 | 2.5 | 350 | 180 | 110 | German scope (Unit23) | 22831641 | 841459 | N | N
Polo | BBM Gerber Technologie GmbH Dortmund | TPMC | eléctrico | electric | Lamp with connector Schuch n 162236 | LÁMPARA CON ENCHUFESchuch n 162236 | 6295 | 23MPB306 | Enclosure Diff. Enclosure | 1 | PCE | Germany |  | - | 004-G100704-AA0D |  |  |  | 1019 | S-1019-0002-B-23-6295-01204764-N | 830 | 508.1 | 2.5 | 350 | 180 | 110 | German scope (Unit23) | 22831642 | 841459 | N | N
Polo | BBM Gerber Technologie GmbH Dortmund | TPMC | eléctrico | electric | Lamp with connector Schuch n 162218 | LÁMPARA CON ENCHUFE Schuch n 162218 | 6295 | 23MPB306 | Enclosure Diff. Enclosure | 1 | PCE | Germany |  | - | 004-G100704-AA0D |  |  |  | 1019 | S-1019-0002-B-23-6295-01204764-N | 830 | 508.1 | 2.5 | 350 | 180 | 110 | German scope (Unit23) | 22831643 | 841459 | N | N
Polo | BBM Gerber Technologie GmbH Dortmund | TPMC | eléctrico | electric | Lamp with connector Schuch n 162236 | LÁMPARA CON ENCHUFE Schuch n 162236 | 6295 | 23MPB306 | Enclosure Diff. Enclosure | 1 | PCE | Germany |  | - | 004-G100704-AA0D |  |  |  | 1019 | S-1019-0002-B-23-6295-01204764-N | 830 | 508.1 | 2.5 | 350 | 180 | 110 | German scope (Unit23) | 22831644 | 841459 | N | N
Polo | BBM Gerber Technologie GmbH Dortmund | TPMC | eléctrico | electric | Lamp with connector Schuch n 8611 | LÁMPARA CON ENCHUFE Schuch n 8611 | 6295 | 23MPB306 | Enclosure Diff. Enclosure | 1 | PCE | Germany |  | - | 004-G100704-AA0D |  |  |  | 1019 | S-1019-0002-B-23-6295-01204764-N | 830 | 508.1 | 2.5 | 350 | 180 | 110 | German scope (Unit23) | 22831645 | 841459 | N | N
Polo | BBM Gerber Technologie GmbH Dortmund | TPMC | eléctrico | electric | Lamp with connector Schuch n 162236 | LÁMPARA CON ENCHUFEr Schuch n 162236 | 6295 | 23MPB306 | Enclosure Diff. Enclosure | 1 | PCE | Germany |  | - | 004-G100704-AA0D |  |  |  | 1019 | S-1019-0002-B-23-6295-01204764-N | 830 | 508.1 | 2.5 | 350 | 180 | 110 | German scope (Unit23) | 22831646 | 841459 | N | N
Polo | BBM Gerber Technologie GmbH Dortmund | TPMC | eléctrico | electric | Lamp Schuch n 162236 | LÁMPARA CON ENCHUFE Schuch n 162236 | 6295 | 23MPB306 | Enclosure Diff. Enclosure | 8 | PCE | Germany |  | - | 004-G100704-AA0D |  |  |  | 1019 | S-1019-0002-B-23-6295-01204764-N | 830 | 508.1 | 20 | 350 | 180 | 110 | German scope (Unit23) | 22831647 | 841459 | N | N
Polo | BBM Gerber Technologie GmbH Dortmund | TPMC | eléctrico | electric | Lamp Schuch n8611 | LÁMPARA Schuch n8611 | 6295 | 23MPB306 | Enclosure Diff. Enclosure | 4 | PCE | Germany |  | - | 004-G100704-AA0D |  |  |  | 1019 | S-1019-0002-B-23-6295-01204764-N | 830 | 508.1 | 8 | 350 | 180 | 110 | German scope (Unit23) | 22831648 | 841459 | N | N
Polo | BBM Gerber Technologie GmbH Dortmund | TPMC | eléctrico | electric | Lamp Schuch n 162218 | LÁMPARA Schuch n 162218 | 6295 | 23MPB306 | Enclosure Diff. Enclosure | 3 | PCE | Germany |  | - | 004-G100704-AA0D |  |  |  | 1019 | S-1019-0002-B-23-6295-01204764-N | 830 | 508.1 | 22.5 | 350 | 180 | 110 | German scope (Unit23) | 22831649 | 841459 | N | N
Polo | BBM Gerber Technologie GmbH Dortmund | TPMC | eléctrico | electric | Flowsensor Turck SAM30CF001 | SENSOR DE FLUJO Turck SAM30CF001 | 6295 | 23MPB306 | Enclosure Diff. Enclosure | 1 | PCE | Germany |  | SAM30CF001 | 004-G100704-AA0D |  |  |  | 1019 | S-1019-0002-B-23-6295-01204764-N | 830 | 508.1 | 0.9 | 350 | 180 | 110 | German scope (Unit23) | 22831650 | 841459 | N | N
Polo | BBM Gerber Technologie GmbH Dortmund | TPMC | eléctrico | electric | Flowsensor Turck SAM30CF002 | SENSOR DE FLUJO Turck SAM30CF002 | 6295 | 23MPB306 | Enclosure Diff. Enclosure | 1 | PCE | Germany |  | SAM30CF002 | 004-G100704-AA0D |  |  |  | 1019 | S-1019-0002-B-23-6295-01204764-N | 830 | 508.1 | 0.9 | 350 | 180 | 110 | German scope (Unit23) | 22831651 | 841459 | N | N
Polo | BBM Gerber Technologie GmbH Dortmund | TPMC | eléctrico | electric | Flowsensor Turck SAM30CF003 | SENSOR DE FLUJO Turck SAM30CF003 | 6295 | 23MPB306 | Enclosure Diff. Enclosure | 1 | PCE | Germany |  | SAM30CF003 | 004-G100704-AA0D |  |  |  | 1019 | S-1019-0002-B-23-6295-01204764-N | 830 | 508.1 | 0.9 | 350 | 180 | 110 | German scope (Unit23) | 22831652 | 841459 | N | N
Polo | BBM Gerber Technologie GmbH Dortmund | TPMC | eléctrico | electric | Flowsensor Turck SAM30CF004 | SENSOR DE FLUJO Turck SAM30CF004 | 6295 | 23MPB306 | Enclosure Diff. Enclosure | 1 | PCE | Germany |  | SAM30CF004 | 004-G100704-AA0D |  |  |  | 1019 | S-1019-0002-B-23-6295-01204764-N | 830 | 508.1 | 0.9 | 350 | 180 | 110 | German scope (Unit23) | 22831653 | 841459 | N | N
Polo | BBM Gerber Technologie GmbH Dortmund | TPMC | eléctrico | electric | Differential pressure switch Dwyer SAM30CP001 | INTERRUPTOR DE PRESIÓN DIFERENCIAL SAM30CP001 | 6295 | 23MPB306 | Enclosure Diff. Enclosure | 1 | PCE | Germany |  | SAM30CP001 | 004-G100704-AA0D |  |  |  | 1019 | S-1019-0002-B-23-6295-01204764-N | 830 | 508.1 | 0.7 | 350 | 180 | 110 | German scope (Unit23) | 22831654 | 841459 | N | N
Polo | BBM Gerber Technologie GmbH Dortmund | TPMC | eléctrico | electric | Differential pressure switch Dwyer SAM30CP002 | INTERRUPTOR DE PRESIÓN DIFERENCIAL SAM30CP002 | 6295 | 23MPB306 | Enclosure Diff. Enclosure | 1 | PCE | Germany |  | SAM30CP002 | 004-G100704-AA0D |  |  |  | 1019 | S-1019-0002-B-23-6295-01204764-N | 830 | 508.1 | 0.7 | 350 | 180 | 110 | German scope (Unit23) | 22831655 | 841459 | N | N
Polo | BBM Gerber Technologie GmbH Dortmund | TPMC | eléctrico | electric | Differential pressure switch Dwyer SAM30CP003 | INTERRUPTOR DE PRESIÓN DIFERENCIAL SAM30CP003 | 6295 | 23MPB306 | Enclosure Diff. Enclosure | 1 | PCE | Germany |  | SAM30CP003 | 004-G100704-AA0D |  |  |  | 1019 | S-1019-0002-B-23-6295-01204764-N | 830 | 508.1 | 0.7 | 350 | 180 | 110 | German scope (Unit23) | 22831656 | 841459 | N | N
Polo | BBM Gerber Technologie GmbH Dortmund | TPMC | eléctrico | electric | Switch cabinet Lighting 10SAM30GP001 | GABINETE DE INTERRUPTORES ILUMINACIÓN 10SAM30GF001 | 6295 | 23MPB306 | Enclosure Diff. Enclosure | 1 | PCE | Germany |  | SAM30GP001 | 004-G100704-AA0D |  |  |  | 1019 | S-1019-0002-B-23-6295-01204764-N | 830 | 508.1 | 40.3 | 350 | 180 | 110 | German scope (Unit23) | 22831657 | 841459 | N | N
Polo | BBM Gerber Technologie GmbH Dortmund | TPMC | eléctrico | electric | Switch cabinet control 10SAM30GH001 | GABINETE 10SAM30GH001 | 6295 | 23MPB306 | Enclosure Diff. Enclosure | 1 | PCE | Germany |  | SAM30GH001 | 004-G100704-AA0D |  |  |  | 1019 | S-1019-0002-B-23-6295-01204764-N | 830 | 508.1 | 92 | 350 | 180 | 110 | German scope (Unit23) | 22831658 | 841459 | N | N
Polo | BBM Gerber Technologie GmbH Dortmund | TPMC | eléctrico | electric | Flourescent tube 36W | TUBO FLUORESCENTE 36W | 6295 | 23MPB306 | Enclosure Diff. Enclosure | 30 | PCE | Germany |  | - | 004-G100704-AA0D |  |  |  | 1019 | S-1019-0002-B-23-6295-01204764-N | 830 | 508.1 | 1.5 | 350 | 180 | 110 | German scope (Unit23) | 22831659 | 841459 | N | N
Polo | BBM Gerber Technologie GmbH Dortmund | TPMC | eléctrico | electric | Flourescent tube 18W | TUBO FLUORESCENTE 18W | 6295 | 23MPB306 | Enclosure Diff. Enclosure | 10 | PCE | Germany |  | - | 004-G100704-AA0D |  |  |  | 1019 | S-1019-0002-B-23-6295-01204764-N | 830 | 508.1 | 0.5 | 350 | 180 | 110 | German scope (Unit23) | 22831660 | 841459 | N | N
Polo | BBM Gerber Technologie GmbH Dortmund | TPMC | eléctrico | electric | Junction box Stahl 8118 | CAJY DE CONEXIONE STAHL 8118 | 6295 | 23MPB306 | Enclosure Diff. Enclosure | 5 | PCE | Germany |  | - | 004-G100704-AA0D |  |  |  | 1019 | S-1019-0002-B-23-6295-01204764-N | 830 | 508.1 | 1.6 | 350 | 180 | 110 | German scope (Unit23) | 22831661 | 841459 | N | N
Polo | BBM Gerber Technologie GmbH Dortmund | TPMC | eléctrico | electric | Junction box Hensel D9025 | CAJY DE CONEXIONE HENSEL D9025 | 6295 | 23MPB306 | Enclosure Diff. Enclosure | 10 | PCE | Germany |  | - | 004-G100704-AA0D |  |  |  | 1019 | S-1019-0002-B-23-6295-01204764-N | 830 | 508.1 | 1.2 | 350 | 180 | 110 | German scope (Unit23) | 22831662 | 841459 | N | N
Polo | BBM Gerber Technologie GmbH Dortmund | TPMC | eléctrico | electric | Cover for Schuch n 162236 | La cobertura de la lámpara n 162236 | 6295 | 23MPB306 | Enclosure Diff. Enclosure | 14 | PCE | Germany |  | - | 004-G100704-AA0D |  |  |  | 1019 | S-1019-0002-B-23-6295-01204764-N | 830 | 508.1 | 5 | 350 | 180 | 110 | German scope (Unit23) | 22831663 | 841459 | N | N
Polo | BBM Gerber Technologie GmbH Dortmund | TPMC | eléctrico | electric | Cover for Schuch n 162218 | La cobertura de la lámpara n 162218 | 6295 | 23MPB306 | Enclosure Diff. Enclosure | 5 | PCE | Germany |  | - | 004-G100704-AA0D |  |  |  | 1019 | S-1019-0002-B-23-6295-01204764-N | 830 | 508.1 | 2 | 350 | 180 | 110 | German scope (Unit23) | 22831664 | 841459 | N | N
Polo | BBM Gerber Technologie GmbH Dortmund | TPMC | eléctrico | electric | Draw lead bushing 2xM25 | Ojal 2xM25 | 6295 | 23MPB306 | Enclosure Diff. Enclosure | 10 | PCE | Germany |  | - | 004-G100704-AA0D |  |  |  | 1019 | S-1019-0002-B-23-6295-01204764-N | 830 | 508.1 | 0.5 | 350 | 180 | 110 | German scope (Unit23) | 22831665 | 841459 | N | N
Polo | BBM Gerber Technologie GmbH Dortmund | TPMC | eléctrico | electric | Sticker Exit | etiqueta engomada "exit" | 6295 | 23MPB306 | Enclosure Diff. Enclosure | 6 | PCE | Germany |  | - | 004-G100704-AA0D |  |  |  | 1019 | S-1019-0002-B-23-6295-01204764-N | 830 | 508.1 | 0.6 | 350 | 180 | 110 | German scope (Unit23) | 22831666 | 841459 | N | N
Polo | BBM Gerber Technologie GmbH Dortmund | TPMC | eléctrico | electric | Tube-clip M20 | abrazadera de tubo M20 | 6295 | 23MPB306 | Enclosure Diff. Enclosure | 25 | PCE | Germany |  | - | 004-G100704-AA0D |  |  |  | 1019 | S-1019-0002-B-23-6295-01204764-N | 830 | 508.1 | 0.5 | 350 | 180 | 110 | German scope (Unit23) | 22831667 | 841459 | N | N
Polo | BBM Gerber Technologie GmbH Dortmund | TPMC | eléctrico | electric | Tube sleeve M20 | ENDCAP M20 | 6295 | 23MPB306 | Enclosure Diff. Enclosure | 10 | PCE | Germany |  | - | 004-G100704-AA0D |  |  |  | 1019 | S-1019-0002-B-23-6295-01204764-N | 830 | 508.1 | 0.1 | 350 | 180 | 110 | German scope (Unit23) | 22831668 | 841459 | N | N
Polo | BBM Gerber Technologie GmbH Dortmund | TPMC | eléctrico | electric | Drilling screw 4,8x30 | Tornillo de perforación | 6295 | 23MPB306 | Enclosure Diff. Enclosure | 50 | PCE | Germany |  | - | 004-G100704-AA0D |  |  |  | 1019 | S-1019-0002-B-23-6295-01204764-N | 830 | 508.1 | 0.5 | 350 | 180 | 110 | German scope (Unit23) | 22831669 | 841459 | N | N
Polo | BBM Gerber Technologie GmbH Dortmund | TPMC | eléctrico | electric | Flange mounting I | el sostén I | 6295 | 23MPB306 | Enclosure Diff. Enclosure | 25 | PCE | Germany |  | - | 004-G100704-AA0D |  |  |  | 1019 | S-1019-0002-B-23-6295-01204764-N | 830 | 508.1 | 6.8 | 350 | 180 | 110 | German scope (Unit23) | 22831670 | 841459 | N | N
Polo | BBM Gerber Technologie GmbH Dortmund | TPMC | eléctrico | electric | Flange mounting - | el sostén - | 6295 | 23MPB306 | Enclosure Diff. Enclosure | 25 | PCE | Germany |  | - | 004-G100704-AA0D |  |  |  | 1019 | S-1019-0002-B-23-6295-01204764-N | 830 | 508.1 | 14.3 | 350 | 180 | 110 | German scope (Unit23) | 22831671 | 841459 | N | N
Polo | BBM Gerber Technologie GmbH Dortmund | TPMC | eléctrico | electric | Clamping piece | abrazadera | 6295 | 23MPB306 | Enclosure Diff. Enclosure | 50 | PCE | Germany |  | - | 004-G100704-AA0D |  |  |  | 1019 | S-1019-0002-B-23-6295-01204764-N | 830 | 508.1 | 1.2 | 350 | 180 | 110 | German scope (Unit23) | 22831672 | 841459 | N | N
Polo | BBM Gerber Technologie GmbH Dortmund | TPMC | eléctrico | electric | Connector | conector | 6295 | 23MPB306 | Enclosure Diff. Enclosure | 40 | PCE | Germany |  | - | 004-G100704-AA0D |  |  |  | 1019 | S-1019-0002-B-23-6295-01204764-N | 830 | 508.1 | 2.7 | 350 | 180 | 110 | German scope (Unit23) | 22831673 | 841459 | N | N
Polo | BBM Gerber Technologie GmbH Dortmund | TPMC | eléctrico | electric | Clamping plate | abrazadera | 6295 | 23MPB306 | Enclosure Diff. Enclosure | 40 | PCE | Germany |  | - | 004-G100704-AA0D |  |  |  | 1019 | S-1019-0002-B-23-6295-01204764-N | 830 | 508.1 | 0.8 | 350 | 180 | 110 | German scope (Unit23) | 22831674 | 841459 | N | N
Polo | BBM Gerber Technologie GmbH Dortmund | TPMC | eléctrico | electric | Carriage bolt,nut,washer M8x25 | accesorio M8 x 25 | 6295 | 23MPB306 | Enclosure Diff. Enclosure | 20 | PCE | Germany |  | - | 004-G100704-AA0D |  |  |  | 1019 | S-1019-0002-B-23-6295-01204764-N | 830 | 508.1 | 0.3 | 350 | 180 | 110 | German scope (Unit23) | 22831675 | 841459 | N | N
Polo | BBM Gerber Technologie GmbH Dortmund | TPMC | eléctrico | electric | Bolt,washer M8x16 | accesorio M8 x 16 | 6295 | 23MPB306 | Enclosure Diff. Enclosure | 20 | PCE | Germany |  | - | 004-G100704-AA0D |  |  |  | 1019 | S-1019-0002-B-23-6295-01204764-N | 830 | 508.1 | 0.5 | 350 | 180 | 110 | German scope (Unit23) | 22831676 | 841459 | N | N
Polo | BBM Gerber Technologie GmbH Dortmund | TPMC | eléctrico | electric | Nut, ½ inch for flowsensor | Tuerca 1/2 inch | 6295 | 23MPB306 | Enclosure Diff. Enclosure | 4 | PCE | Germany |  | - | 004-G100704-AA0D |  |  |  | 1019 | S-1019-0002-B-23-6295-01204764-N | 830 | 508.1 | 1.7 | 350 | 180 | 110 | German scope (Unit23) | 22831677 | 841459 | N | N
Polo | BBM Gerber Technologie GmbH Dortmund | TPMC | eléctrico | electric | Temperature sensor PT100- SAM30CT101 | Sensores de temperatura PT100- SAM30CT101 | 6295 | 23MPB306 | Enclosure Diff. Enclosure | 1 | PCE | Germany |  | SAM30CT101 | 004-G100704-AA0D |  |  |  | 1019 | S-1019-0002-B-23-6295-01204764-N | 830 | 508.1 | 0.1 | 350 | 180 | 110 | German scope (Unit23) | 22831678 | 841459 | N | N
Polo | BBM Gerber Technologie GmbH Dortmund | TPMC | eléctrico | electric | Temperature sensor PT100- SAM30CT102 | Sensores de temperatura PT100- SAM30CT102 | 6295 | 23MPB306 | Enclosure Diff. Enclosure | 1 | PCE | Germany |  | SAM30CT102 | 004-G100704-AA0D |  |  |  | 1019 | S-1019-0002-B-23-6295-01204764-N | 830 | 508.1 | 0.1 | 350 | 180 | 110 | German scope (Unit23) | 22831679 | 841459 | N | N
Polo | BBM Gerber Technologie GmbH Dortmund | TPMC | eléctrico | electric | Grid cable duct 50x50 | de malla bandeja de cables 50x50 | 6295 | 23MPB306 | Enclosure Diff. Enclosure | 15 | PCE | Germany |  | - | 004-G100704-AA0D |  |  |  | 1019 | S-1019-0002-B-23-6295-01204764-N | 830 | 508.1 | 45 | 350 | 180 | 110 | German scope (Unit23) | 22831680 | 841459 | N | N
Polo | BBM Gerber Technologie GmbH Dortmund | TPMC | eléctrico | electric | Grid cable duct 100x50 | de malla bandeja de cables100x50 | 6295 | 23MPB306 | Enclosure Diff. Enclosure | 8 | PCE | Germany |  | - | 004-G100704-AA0D |  |  |  | 1019 | S-1019-0002-B-23-6295-01204764-N | 830 | 508.1 | 30 | 350 | 180 | 110 | German scope (Unit23) | 22831681 | 841459 | N | N
Polo | BBM Gerber Technologie GmbH Dortmund | TPMC | eléctrico | electric | Tube M20- Alu- L=3m | Pipa M20- Alu- L=3m | 6295 | 23MPB306 | Enclosure Diff. Enclosure | 5 | PCE | Germany |  | - | 004-G100704-AA0D |  |  |  | 1019 | S-1019-0002-B-23-6295-01204764-N | 830 | 508.1 | 4 | 350 | 180 | 110 | German scope (Unit23) | 22831682 | 841459 | N | N
Polo | BBM Gerber Technologie GmbH Dortmund | TPMC | eléctrico | electric | Cable N2XH-3x1,5qmm | Cable N2XH-3x1,5qmm | 6295 | 23MPB306 | Enclosure Diff. Enclosure | 500 | MTR | Germany |  | - | 004-G100704-AA0D |  |  |  | 1019 | S-1019-0002-B-23-6295-01204764-N | 830 | 508.1 | 90 | 350 | 180 | 110 | German scope (Unit23) | 22831634 | 841459 | N | N
Polo | BBM Gerber Technologie GmbH Dortmund | TPMC | eléctrico | electric | Cable N2XH-5x1,5qmm | Cable N2XH-5x1,5qmm | 6295 | 23MPB306 | Enclosure Diff. Enclosure | 300 | MTR | Germany |  | - | 004-G100704-AA0D |  |  |  | 1019 | S-1019-0002-B-23-6295-01204764-N | 830 | 508.1 | 80 | 350 | 180 | 110 | German scope (Unit23) | 22831635 | 841459 | N | N
Polo | BBM Gerber Technologie GmbH Dortmund | TPMC | eléctrico | electric | Cable Gland M20 | Glándula de cable M20 | 6295 | 23MPB306 | Enclosure Diff. Enclosure | 48 | PCE | Germany |  | - | 004-G100704-AA0D |  |  |  | 1019 | S-1019-0002-B-23-6295-01204764-N | 830 | 508.1 | 0.4 | 350 | 180 | 110 | German scope (Unit23) | 22831683 | 841459 | N | N
Polo | BBM Gerber Technologie GmbH Dortmund | TPMC | eléctrico | electric | Cable Gland M25 | Glándula de cable M25 | 6295 | 23MPB306 | Enclosure Diff. Enclosure | 12 | PCE | Germany |  | - | 004-G100704-AA0D |  |  |  | 1019 | S-1019-0002-B-23-6295-01204764-N | 830 | 508.1 | 0.2 | 350 | 180 | 110 | German scope (Unit23) | 22831684 | 841459 | N | N
Polo | BBM Gerber Technologie GmbH Dortmund | TPMC | ventilador | fans | FAN-AXL 1250-630 WITH COMPENSATOR - SAM30AN001 | VENTILADOR- 1250-630 WITH COMPENSATOR - SAM30AN001 | 6295 | 23MPB306 | Enclosure Diff. Enclosure | 1 | PCE | Germany |  | SAM30AN001 | 240-G100704-BN0D |  |  |  | 1019 | S-1019-0003-B-23-6295-01204764-N | 2040 | 1404 | 468 | 360 | 160 | 190 | German scope (Unit23) | 22831692 | 841459 | N | N
Polo | BBM Gerber Technologie GmbH Dortmund | TPMC | ventilador | fans | FAN-AXL 1250-630 WITH COMPENSATOR - SAM30AN002 | VENTILADOR- 1250-630 WITH COMPENSATOR - SAM30AN002 | 6295 | 23MPB306 | Enclosure Diff. Enclosure | 1 | PCE | Germany |  | SAM30AN002 | 240-G100704-BN0D |  |  |  | 1019 | S-1019-0003-B-23-6295-01204764-N | 2040 | 1404 | 468 | 360 | 160 | 190 | German scope (Unit23) | 22831693 | 841459 | N | N
Polo | BBM Gerber Technologie GmbH Dortmund | TPMC | ventilador | fans | FAN-AXL 1250-630 WITH COMPENSATOR - SAM30AN003 | VENTILADOR- 1250-630 WITH COMPENSATOR - SAM30AN003 | 6295 | 23MPB306 | Enclosure Diff. Enclosure | 1 | PCE | Germany |  | SAM30AN003 | 240-G100704-BN0D |  |  |  | 1019 | S-1019-0003-B-23-6295-01204764-N | 2040 | 1404 | 468 | 360 | 160 | 190 | German scope (Unit23) | 22831694 | 841459 | N | N
Polo | BBM Gerber Technologie GmbH Dortmund | TPMC | Amortiguador de gravedad | gravity damper | GRAVITY DAMPER- SAM30AA016 | AMORTIGUADOR DE GRAVEDAD - SAM30AA016 | 6295 | 23MPB306 | Enclosure Diff. Enclosure | 1 | PCE | Germany |  | SAM30AA016 | 240-G100704-BN0D |  |  |  | 1019 | S-1019-0004-B-23-6295-01204764-N | 520 | 390 | 130 | 170 | 170 | 145 | German scope (Unit23) | 22831689 | 841459 | N | N
Polo | BBM Gerber Technologie GmbH Dortmund | TPMC | Amortiguador de gravedad | gravity damper | GRAVITY DAMPER- SAM30AA026 | AMORTIGUADOR DE GRAVEDAD - SAM30AA026 | 6295 | 23MPB306 | Enclosure Diff. Enclosure | 1 | PCE | Germany |  | SAM30AA026 | 240-G100704-BN0D |  |  |  | 1019 | S-1019-0004-B-23-6295-01204764-N | 520 | 390 | 130 | 170 | 170 | 145 | German scope (Unit23) | 22831690 | 841459 | N | N
Polo | BBM Gerber Technologie GmbH Dortmund | TPMC | Amortiguador de gravedad | gravity damper | GRAVITY DAMPER- SAM30AA036 | AMORTIGUADOR DE GRAVEDAD - SAM30AA036 | 6295 | 23MPB306 | Enclosure Diff. Enclosure | 1 | PCE | Germany |  | SAM30AA036 | 240-G100704-BN0D |  |  |  | 1019 | S-1019-0004-B-23-6295-01204764-N | 520 | 390 | 130 | 170 | 170 | 145 | German scope (Unit23) | 22831691 | 841459 | N | N
Polo | BBM Gerber Technologie GmbH Dortmund | TPMC | apagador | damper | DAMPER (JK-G-08L)-900x2100x180 | APAGADOR (JK-G-08L)-900x2100x180 | 6295 | 23MPB306 | Enclosure Diff. Enclosure | 1 | PCE | Germany |  | SAM30AA002 | 240-G100704-BN0D |  |  |  | 1019 | S-1019-0005-B-23-6295-01204764-N | 625 | 410 | 97.5 | 240 | 190 | 120 | German scope (Unit23) | 22831685 | 841459 | N | N
Polo | BBM Gerber Technologie GmbH Dortmund | TPMC | apagador | damper | DAMPER (JK-G-08L)-1500x1850x180 | APAGADOR (JK-G-08L)-1500x1850x180 | 6295 | 23MPB306 | Enclosure Diff. Enclosure | 3 | PCE | Germany |  | SAM30AA001;AA003;AA004 | 240-G100704-BN0D |  |  |  | 1019 | S-1019-0005-B-23-6295-01204764-N | 625 | 410 | 256.5 | 240 | 190 | 120 | German scope (Unit23) | 22831686 | 841459 | N | N
Polo | BBM Gerber Technologie GmbH Dortmund | TPMC | apagador | damper | CORRUGATED WIRE MESH- 2100x 900 | MALLA DE ALAMBRE - 2100x 900 | 6295 | 23MPB306 | Enclosure Diff. Enclosure | 1 | PCE | Germany |  | - | 240-G100704-BN0D |  |  |  | 1019 | S-1019-0005-B-23-6295-01204764-N | 625 | 410 | 11 | 240 | 190 | 120 | German scope (Unit23) | 22831687 | 841459 | N | N
Polo | BBM Gerber Technologie GmbH Dortmund | TPMC | apagador | damper | CORRUGATED WIRE MESH- 1850x1500 | MALLA DE ALAMBRE - 1850x1500 | 6295 | 23MPB306 | Enclosure Diff. Enclosure | 3 | PCE | Germany |  | - | 240-G100704-BN0D |  |  |  | 1019 | S-1019-0005-B-23-6295-01204764-N | 625 | 410 | 45 | 240 | 190 | 120 | German scope (Unit23) | 22831688 | 841459 | N | N
Polo | Siemens Gas and Power GmbH & Co. KG Berlin | TPGT | Gas Turbine Flange to Flange with Burner |  | GAS TURBINE,FLANGE TO FLANGE WITH BURNER | GAS TURBINE,FLANGE TO FLANGE WITH BURNER | 3510 | 23MB 300 | Gas Turbine | 1 | PCE | Germany |  |  |  | MBBSG15A00 |  | OMAT00368993 | 2300 | S-2300-0001-A-23-3510-48837725-N | 295400.001 | 295400 | 295400 | 1093 | 520 | 486 | SIK240500329386 | 21478169 |  | 9I99905 | N
Polo | Siemens Gas and Power GmbH & Co. KG Berlin | TPGT | Transportation Device |  | DISPOSITIVO DEL TRANSPORTE V94.3A (2)-VS | TRANSPORTATION DEVICE V94.3A (2)-VS | 3510 | 23MB 300 | Gas Turbine | 1 | PCE | Germany |  |  | DGADG-000838 | MBZTS0000E |  | PB0000286786 | 2301 | S-2301-0001-A-23-3510-48837725-N | 7000.001 | 7000 | 7000 | 480 | 125 | 141 | SIK240500328792 | 21476434 |  | N | N
Polo | Siemens Gas and Power GmbH & Co. KG Berlin | TPGT | Transportation Device |  | DISPOSITIVO DEL TRANSPORTE V94.3A (2)-TS | TRANSPORTATION DEVICE V94.3A (2)-TS | 3510 | 23MB 300 | Gas Turbine | 1 | PCE | Germany |  |  | 604553/00 | MBZTS0000F |  | PB0000157188 | 2301 | S-2301-0002-A-23-3510-48837725-N | 11090.001 | 11090 | 11090 | 518 | 200 | 220 | SIK240500328792 | 21476433 |  | N | N
Polo | Siemens Gas and Power GmbH & Co. KG Berlin | TPGT | Lifting Sling |  | STOPPING ROPE TS | STOPPING ROPE TS | 3510 | 23MB 300 | Gas Turbine | 1 | PCE | Germany |  |  | DPPPG-70116509 | MBZTS0000H |  | P0023303700 | 2302 | S-2302-0001-A-23-3510-48837725-N | 831.001 | 831 | 831 | 128 | 120 | 57 | SIK240500325789 | 21476432 |  | N | N
Polo | Siemens Gas and Power GmbH & Co. KG Berlin | TPGT | Lifting Sling |  | Stopping Rope CS | STOPPING ROPE CS | 3510 | 23MB 300 | Gas Turbine | 1 | PCE | Germany |  |  | DPPPG-70116509 | MBZTS0000G |  | P0023301600 | 2302 | S-2302-0002-A-23-3510-48837725-N | 826.001 | 826 | 826 | 128 | 120 | 57 | SIK240500325789 | 21476431 |  | N | N
Polo | Siemens Gas and Power GmbH & Co. KG Berlin | TPGT | Intermediate Shaft |  | INTERMEDIATE SHAFT, GT-GENERATOR, ASSY | INTERMEDIATE SHAFT, GT-GENERATOR, ASSY | 3510 | 23MB 300 | Gas Turbine | 1 | PCE | Germany |  |  | DPPPG-70040433 | MBGNJ10A00 S.TXT |  | P0042113100 | 2303 | S-2303-0001-A-23-3510-48837725-N | 9290 | 8450 | 8450 | 421 | 127 | 147 | SIK240500329679 | 21245848 |  | N | N
Polo | Siemens Gas and Power GmbH & Co. KG Berlin | TPGT | VERDICHTERSTÜTZE, RECHTS |  | BULON | BOLT | 3510 | 23MB 300 | Gas Turbine | 1 | PCE | Germany |  |  | 54KF04-SPCL1-002-A01 | MBSPCR1000/0002 | P0001146400 | PG0036829700 | 2304 | S-2304-0001-A-23-3510-48837725-N | 911.26 | 747.26 | 234.5 | 169 | 89 | 110 | SIK240500333567 | 21434155 |  | N | N
Polo | Siemens Gas and Power GmbH & Co. KG Berlin | TPGT | VERDICHTERSTÜTZE, RECHTS |  | CANTILEVER | CANTILEVER | 3510 | 23MB 300 | Gas Turbine | 1 | PCE | Germany |  |  | 54KF04-SPCR1-M10-A01 | MBSPCR1000/0010 | P0001146400 | PG0040555600 | 2304 | S-2304-0001-A-23-3510-48837725-N | 911.26 | 747.26 | 90 | 169 | 89 | 110 | SIK240500333567 | 21434156 |  | N | N
Polo | Siemens Gas and Power GmbH & Co. KG Berlin | TPGT | VERDICHTERSTÜTZE, RECHTS |  | TUERCA HEXAGONAL | HEXAGON NUT | 3510 | 23MB 300 | Gas Turbine | 12 | PCE | Germany |  |  |  | MBSPCR1000/0021 | P0001146400 | PG0036830100 | 2304 | S-2304-0001-A-23-3510-48837725-N | 911.26 | 747.26 | 21.168 | 169 | 89 | 110 | SIK240500333567 | 21434157 |  | N | N
Polo | Siemens Gas and Power GmbH & Co. KG Berlin | TPGT | VERDICHTERSTÜTZE, RECHTS |  | ALIGNMENT DISC | ALIGNMENT DISC | 3510 | 23MB 300 | Gas Turbine | 12 | PCE | Germany |  |  |  | MBSPCR1000/0022 | P0001146400 | PB0000055429 | 2304 | S-2304-0001-A-23-3510-48837725-N | 911.26 | 747.26 | 31.68 | 169 | 89 | 110 | SIK240500333567 | 21434158 |  | N | N
Polo | Siemens Gas and Power GmbH & Co. KG Berlin | TPGT | VERDICHTERSTÜTZE, RECHTS |  | TORNILLO DE MARTILLO | T-HEAD BOLT | 3510 | 23MB 300 | Gas Turbine | 12 | PCE | Germany |  |  |  | MBSPCR1000/0023 | P0001146400 | PG0036830000 | 2304 | S-2304-0001-A-23-3510-48837725-N | 911.26 | 747.26 | 348 | 169 | 89 | 110 | SIK240500333567 | 21434159 |  | N | N
Polo | Siemens Gas and Power GmbH & Co. KG Berlin | TPGT | VERDICHTERSTÜTZE, RECHTS |  | TORNILLO HEXAGONAL | HEXAGON SCREW | 3510 | 23MB 300 | Gas Turbine | 4 | PCE | Germany |  |  |  | MBSPCR1000/0024 | P0001146400 | PB0000009450 | 2304 | S-2304-0001-A-23-3510-48837725-N | 911.26 | 747.26 | 4.784 | 169 | 89 | 110 | SIK240500333567 | 21434160 |  | N | N
Polo | Siemens Gas and Power GmbH & Co. KG Berlin | TPGT | VERDICHTERSTÜTZE, RECHTS |  | PLACA | PLATE | 3510 | 23MB 300 | Gas Turbine | 2 | PCE | Germany |  |  | 43-9132-01070/025 | MBSPCR1000/0025 | P0001146400 | PG0040555500 | 2304 | S-2304-0001-A-23-3510-48837725-N | 911.26 | 747.26 | 7.75 | 169 | 89 | 110 | SIK240500333567 | 21434161 |  | N | N
Polo | Siemens Gas and Power GmbH & Co. KG Berlin | TPGT | VERDICHTERSTÜTZE, RECHTS |  | PLACA | PLATE | 3510 | 23MB 300 | Gas Turbine | 1 | PCE | Germany |  |  | 43-9132-01070/026 | MBSPCR1000/0026 | P0001146400 | P0000869700 | 2304 | S-2304-0001-A-23-3510-48837725-N | 911.26 | 747.26 | 5.778 | 169 | 89 | 110 | SIK240500333567 | 21434162 |  | N | N
Polo | Siemens Gas and Power GmbH & Co. KG Berlin | TPGT | VERDICHTERSTÜTZE, RECHTS |  | TORNILLO HEXAGONAL | HEXAGON SCREW | 3510 | 23MB 300 | Gas Turbine | 3 | PCE | Germany |  |  |  | MBSPCR1000/0027 | P0001146400 | PB0000252046 | 2304 | S-2304-0001-A-23-3510-48837725-N | 911.26 | 747.26 | 3.6 | 169 | 89 | 110 | SIK240500333567 | 21434163 |  | N | N
Polo | Siemens Gas and Power GmbH & Co. KG Berlin | TPGT | Support, Compressor, Right |  | SUPPORT, COMPRESSOR, RIGHT | SUPPORT, COMPRESSOR, RIGHT | 3510 | 23MB 300 | Gas Turbine | 1 | PCE | Germany |  |  | DPPPG-70001904 | MBSPCR1000 |  | P0001146400 | 2304 | S-2304-0002-A-23-3510-48837725-N | 11470 | 10150 | 10150 | 385 | 196 | 235 | SIK240500333567 | 21434154 |  | N | N
Polo | Siemens Gas and Power GmbH & Co. KG Berlin | TPGT | Bolt, Hexagon Nuts, Alignment Discs |  | BULON | BOLT | 3510 | 23MB 300 | Gas Turbine | 1 | PCE | Germany |  |  | 54KF04-SPCL1-002-A01 |  | P0001146300 | PG0036829700 | 2305 | S-2305-0001-A-23-3510-48837725-N | 821.26 | 657.26 | 234.5 | 169 | 89 | 110 | SIK240500333565 | 21434166 |  | N | N
Polo | Siemens Gas and Power GmbH & Co. KG Berlin | TPGT | Bolt, Hexagon Nuts, Alignment Discs |  | TUERCA HEXAGONAL | HEXAGON NUT | 3510 | 23MB 300 | Gas Turbine | 12 | PCE | Germany |  |  |  |  | P0001146300 | PG0036830100 | 2305 | S-2305-0001-A-23-3510-48837725-N | 821.26 | 657.26 | 21.168 | 169 | 89 | 110 | SIK240500333565 | 21434167 |  | N | N
Polo | Siemens Gas and Power GmbH & Co. KG Berlin | TPGT | Bolt, Hexagon Nuts, Alignment Discs |  | ALIGNMENT DISC | ALIGNMENT DISC | 3510 | 23MB 300 | Gas Turbine | 12 | PCE | Germany |  |  |  |  | P0001146300 | PB0000055429 | 2305 | S-2305-0001-A-23-3510-48837725-N | 821.26 | 657.26 | 31.68 | 169 | 89 | 110 | SIK240500333565 | 21434168 |  | N | N
Polo | Siemens Gas and Power GmbH & Co. KG Berlin | TPGT | Bolt, Hexagon Nuts, Alignment Discs |  | TORNILLO DE MARTILLO | T-HEAD BOLT | 3510 | 23MB 300 | Gas Turbine | 12 | PCE | Germany |  |  |  |  | P0001146300 | PG0036830000 | 2305 | S-2305-0001-A-23-3510-48837725-N | 821.26 | 657.26 | 348 | 169 | 89 | 110 | SIK240500333565 | 21434169 |  | N | N
Polo | Siemens Gas and Power GmbH & Co. KG Berlin | TPGT | Bolt, Hexagon Nuts, Alignment Discs |  | TORNILLO HEXAGONAL | HEXAGON SCREW | 3510 | 23MB 300 | Gas Turbine | 4 | PCE | Germany |  |  |  |  | P0001146300 | PB0000009450 | 2305 | S-2305-0001-A-23-3510-48837725-N | 821.26 | 657.26 | 4.784 | 169 | 89 | 110 | SIK240500333565 | 21434170 |  | N | N
Polo | Siemens Gas and Power GmbH & Co. KG Berlin | TPGT | Bolt, Hexagon Nuts, Alignment Discs |  | PLACA | PLATE | 3510 | 23MB 300 | Gas Turbine | 2 | PCE | Germany |  |  | 43-9132-01070/025 |  | P0001146300 | PG0040555500 | 2305 | S-2305-0001-A-23-3510-48837725-N | 821.26 | 657.26 | 7.75 | 169 | 89 | 110 | SIK240500333565 | 21434171 |  | N | N
Polo | Siemens Gas and Power GmbH & Co. KG Berlin | TPGT | Bolt, Hexagon Nuts, Alignment Discs |  | PLACA | PLATE | 3510 | 23MB 300 | Gas Turbine | 1 | PCE | Germany |  |  | 43-9132-01070/026 |  | P0001146300 | P0000869700 | 2305 | S-2305-0001-A-23-3510-48837725-N | 821.26 | 657.26 | 5.778 | 169 | 89 | 110 | SIK240500333565 | 21434172 |  | N | N
Polo | Siemens Gas and Power GmbH & Co. KG Berlin | TPGT | Bolt, Hexagon Nuts, Alignment Discs |  | TORNILLO HEXAGONAL | HEXAGON SCREW | 3510 | 23MB 300 | Gas Turbine | 3 | PCE | Germany |  |  |  |  | P0001146300 | PB0000252046 | 2305 | S-2305-0001-A-23-3510-48837725-N | 821.26 | 657.26 | 3.6 | 169 | 89 | 110 | SIK240500333565 | 21434173 |  | N | N
Polo | Siemens Gas and Power GmbH & Co. KG Berlin | TPGT | Support, Compressor, Left |  | SUPPORT, COMPRESSOR, LEFT | SUPPORT, COMPRESSOR, LEFT | 3510 | 23MB 300 | Gas Turbine | 1 | PCE | Germany |  |  | DPPPG-70001902 | MBSPCL1000 |  | P0001146300 | 2305 | S-2305-0002-A-23-3510-48837725-N | 11270 | 9950 | 9950 | 385 | 196 | 235 | SIK240500333565 | 21434165 |  | N | N
Polo | Siemens Gas and Power GmbH & Co. KG Berlin | TPGT | Lube Oil Return + Feed |  | LUBE OIL RETURN, TURBINE BEARING | LUBE OIL RETURN, TURBINE BEARING | 3510 | 23MB 300 | Gas Turbine | 1 | PCE | Germany |  |  | 54KF04-BGU30-A02-A02 | CSL00/10 |  | PG0035816600 | 2306 | S-2306-0001-A-23-3510-48837725-N | 308 | 168 | 137 | 269 | 59 | 55 | SIK240500329683 | 21288615 |  | N | N
Polo | Siemens Gas and Power GmbH & Co. KG Berlin | TPGT | Lube Oil Return + Feed |  | LUBE OIL FEED, TURBINE BEARING | LUBE OIL FEED, TURBINE BEARING | 3510 | 23MB 300 | Gas Turbine | 1 | PCE | Germany |  |  | 54KF04-BGU10-A01-A01 | CSL00/11 |  | PG0034357000 | 2306 | S-2306-0001-A-23-3510-48837725-N | 308 | 168 | 31 | 269 | 59 | 55 | SIK240500329683 | 21288616 |  | N | N
Polo | Siemens Gas and Power GmbH & Co. KG Berlin | TPGT | Burner With |  | BURNER WITH THERMOCOUPLES, FUEL OIL | BURNER WITH THERMOCOUPLES, FUEL OIL | 3510 | 23MB 300 | Gas Turbine | 2 | PCE | Germany |  |  | 54KF00-CBH10-A01-A01 | MBCBB20A00 |  | PG0036433100 | 2306 | S-2306-0002-A-23-3510-48837725-N | 52.04 | 27.04 | 26 | 121 | 34 | 36 | SIK240500380250 | 23213255 |  | N | N
Polo | Siemens Gas and Power GmbH & Co. KG Berlin | TPGT | Burner With |  | ANILLO TOROIDAL | O-RING | 3510 | 23MB 300 | Gas Turbine | 2 | PCE | Germany |  |  | 54KF02-MBH2X-901-A01 | MBCBB20A00/0011 | PG0036433100 | PB0000010211 | 2306 | S-2306-0002-A-23-3510-48837725-N | 52.04 | 27.04 | 0.02 | 121 | 34 | 36 | SIK240500380250 | 23213256 |  | N | N
Polo | Siemens Gas and Power GmbH & Co. KG Berlin | TPGT | Burner With |  | TORNILLO HEXAGONAL | HEXAGON SCREW | 3510 | 23MB 300 | Gas Turbine | 12 | PCE | Italy |  |  |  | MBCBB20A00/0016 | PG0036433100 | PB0000011873 | 2306 | S-2306-0002-A-23-3510-48837725-N | 52.04 | 27.04 | 0.996 | 121 | 34 | 36 | SIK240500380250 | 23213257 |  | N | N
Polo | Siemens Gas and Power GmbH & Co. KG Berlin | TPGT | Burner With |  | DISCO PAREJA | LOCKING WASHERS | 3510 | 23MB 300 | Gas Turbine | 12 | PCE | Sweden |  |  |  | MBCBB20A00/0017 | PG0036433100 | PB0000204959 | 2306 | S-2306-0002-A-23-3510-48837725-N | 52.04 | 27.04 | 0.024 | 121 | 34 | 36 | SIK240500380250 | 23213258 |  | N | N
Polo | Siemens Gas and Power GmbH & Co. KG Berlin | TPGT | Shaft Sealing, Front |  | SHAFT SEALING, FRONT | SHAFT SEALING, FRONT | 3510 | 23MB 300 | Gas Turbine | 1 | PCE | Germany |  |  | 13-9140-41120 | CSC00/3 |  | PB0000274858 | 2306 | S-2306-0003-A-23-3510-48837725-N | 258.058 | 168.058 | 84 | 119 | 111 | 45 | SIK240500329683 | 21288618 |  | N | N
Polo | Siemens Gas and Power GmbH & Co. KG Berlin | TPGT | Shaft Sealing, Front |  | TORNILLO HEXAGONAL | HEXAGON SCREW | 3510 | 23MB 300 | Gas Turbine | 23 | PCE | Thailand |  |  |  | CSC00/12 |  | PB0000002158 | 2306 | S-2306-0003-A-23-3510-48837725-N | 258.058 | 168.058 | 2.806 | 119 | 111 | 45 | SIK240500329683 | 21288619 |  | N | N
Polo | Siemens Gas and Power GmbH & Co. KG Berlin | TPGT | Shaft Sealing, Front |  | TORNILLO HEXAGONAL | HEXAGON SCREW | 3510 | 23MB 300 | Gas Turbine | 12 | PCE | Thailand |  |  |  | CSC00/27 |  | PB0000000399 | 2306 | S-2306-0003-A-23-3510-48837725-N | 258.058 | 168.058 | 1.008 | 119 | 111 | 45 | SIK240500329683 | 21288620 |  | N | N
Polo | Siemens Gas and Power GmbH & Co. KG Berlin | TPGT | Shaft Sealing, Front |  | TORNILLO CILINDRICO | SCREW SOCKET HEAD | 3510 | 23MB 300 | Gas Turbine | 26 | PCE | Germany |  |  |  | CSC00/31 |  | PB0000032015 | 2306 | S-2306-0003-A-23-3510-48837725-N | 258.058 | 168.058 | 3.328 | 119 | 111 | 45 | SIK240500329683 | 21288621 |  | N | N
Polo | Siemens Gas and Power GmbH & Co. KG Berlin | TPGT | Shaft Sealing, Front |  | PASADOR CONICO | TAPER PIN | 3510 | 23MB 300 | Gas Turbine | 4 | PCE | Germany |  |  |  | CSC00/32 |  | PB0000013468 | 2306 | S-2306-0003-A-23-3510-48837725-N | 258.058 | 168.058 | 0.44 | 119 | 111 | 45 | SIK240500329683 | 21288622 |  | N | N
Polo | Siemens Gas and Power GmbH & Co. KG Berlin | TPGT | Shaft Sealing, Front |  | PASADOR CONICO | TAPER PIN | 3510 | 23MB 300 | Gas Turbine | 4 | PCE | Germany |  |  |  | CSN20/4 |  | PB0000000337 | 2306 | S-2306-0003-A-23-3510-48837725-N | 258.058 | 168.058 | 5.236 | 119 | 111 | 45 | SIK240500329683 | 21288623 |  | N | N
Polo | Siemens Gas and Power GmbH & Co. KG Berlin | TPGT | Shaft Sealing, Front |  | PASADOR CONICO | TAPER PIN | 3510 | 23MB 300 | Gas Turbine | 6 | PCE | Germany |  |  |  | CBA10/11 |  | PB0000018418 | 2306 | S-2306-0003-A-23-3510-48837725-N | 258.058 | 168.058 | 4.32 | 119 | 111 | 45 | SIK240500329683 | 21288624 |  | N | N
Polo | Siemens Gas and Power GmbH & Co. KG Berlin | TPGT | Shaft Sealing, Front |  | PASADOR CONICO | TAPER PIN | 3510 | 23MB 300 | Gas Turbine | 12 | PCE | Germany |  |  |  | CBA10/84 |  | PB0000013156 | 2306 | S-2306-0003-A-23-3510-48837725-N | 258.058 | 168.058 | 0.72 | 119 | 111 | 45 | SIK240500329683 | 21288625 |  | N | N
Polo | Siemens Gas and Power GmbH & Co. KG Berlin | TPGT | Shaft Sealing, Front |  | PASADOR CONICO | TAPER PIN | 3510 | 23MB 300 | Gas Turbine | 4 | PCE | Germany |  |  |  | CSP00/6 |  | P0003104700 | 2306 | S-2306-0003-A-23-3510-48837725-N | 258.058 | 168.058 | 5.5 | 119 | 111 | 45 | SIK240500329683 | 21288626 |  | N | N
Polo | Siemens Gas and Power GmbH & Co. KG Berlin | TPGT | Shaft Sealing, Front |  | TORNILLO HEXAGONAL | HEXAGON SCREW | 3510 | 23MB 300 | Gas Turbine | 2 | PCE | Germany |  |  | 33-9430-12500/005 | CSP00/90 |  | PB0000043897 | 2306 | S-2306-0003-A-23-3510-48837725-N | 258.058 | 168.058 | 7.204 | 119 | 111 | 45 | SIK240500329683 | 21288627 |  | N | N
Polo | Siemens Gas and Power GmbH & Co. KG Berlin | TPGT | Shaft Sealing, Front |  | PASADOR CONICO | TAPER PIN | 3510 | 23MB 300 | Gas Turbine | 4 | PCE | Germany |  |  |  | CSG11/58 |  | PB0000151928 | 2306 | S-2306-0003-A-23-3510-48837725-N | 258.058 | 168.058 | 16.32 | 119 | 111 | 45 | SIK240500329683 | 21288628 |  | N | N
Polo | Siemens Gas and Power GmbH & Co. KG Berlin | TPGT | Shaft Sealing, Front |  | PASADOR CONICO | TAPER PIN | 3510 | 23MB 300 | Gas Turbine | 4 | PCE | Germany |  |  |  | CSJ10/60 |  | PB0000151928 | 2306 | S-2306-0003-A-23-3510-48837725-N | 258.058 | 168.058 | 16.32 | 119 | 111 | 45 | SIK240500329683 | 21288629 |  | N | N
Polo | Siemens Gas and Power GmbH & Co. KG Berlin | TPGT | Shaft Sealing, Front |  | TUBO | PIPE | 3510 | 23MB 300 | Gas Turbine | 1 | PCE | Germany |  |  | DPPPG-70001231 | CSJ10/340 |  | P0000671200 | 2306 | S-2306-0003-A-23-3510-48837725-N | 258.058 | 168.058 | 1.078 | 119 | 111 | 45 | SIK240500329683 | 21288630 |  | N | N
Polo | Siemens Gas and Power GmbH & Co. KG Berlin | TPGT | Shaft Sealing, Front |  | PIPE CLAMP, COMPLETE | PIPE CLAMP, COMPLETE | 3510 | 23MB 300 | Gas Turbine | 1 | PCE | Germany |  |  | DPPPG-70001177 | CSJ10/341 |  | P0000671400 | 2306 | S-2306-0003-A-23-3510-48837725-N | 258.058 | 168.058 | 0.34 | 119 | 111 | 45 | SIK240500329683 | 21288631 |  | N | N
Polo | Siemens Gas and Power GmbH & Co. KG Berlin | TPGT | Shaft Sealing, Front |  | TORNILLO HEXAGONAL | HEXAGON SCREW | 3510 | 23MB 300 | Gas Turbine | 1 | PCE | Germany |  |  |  | CSJ10/342 |  | P0001116700 | 2306 | S-2306-0003-A-23-3510-48837725-N | 258.058 | 168.058 | 0.023 | 119 | 111 | 45 | SIK240500329683 | 21288632 |  | N | N
Polo | Siemens Gas and Power GmbH & Co. KG Berlin | TPGT | Shaft Sealing, Front |  | DISCO PAREJA | LOCKING WASHERS | 3510 | 23MB 300 | Gas Turbine | 1 | PCE | Sweden |  |  |  | CSJ10/343 |  | PB0000178338 | 2306 | S-2306-0003-A-23-3510-48837725-N | 258.058 | 168.058 | 0.002 | 119 | 111 | 45 | SIK240500329683 | 21288633 |  | N | N
Polo | Siemens Gas and Power GmbH & Co. KG Berlin | TPGT | Shaft Sealing, Front |  | PIPE WITH UNION | PIPE WITH UNION | 3510 | 23MB 300 | Gas Turbine | 1 | PCE | Germany |  |  | 54KF04-BGP10-M18-D01 | CSL00/18 |  | PG0029879600 | 2306 | S-2306-0003-A-23-3510-48837725-N | 258.058 | 168.058 | 2.765 | 119 | 111 | 45 | SIK240500329683 | 21288634 |  | 9I999IR | N
Polo | Siemens Gas and Power GmbH & Co. KG Berlin | TPGT | Shaft Sealing, Front |  | ANILLO TOROIDAL | O-RING | 3510 | 23MB 300 | Gas Turbine | 1 | PCE | Germany |  |  | 54KF02-MBH2X-901-A01 | CSL00/25 |  | PB0000154032 | 2306 | S-2306-0003-A-23-3510-48837725-N | 258.058 | 168.058 | 0.032 | 119 | 111 | 45 | SIK240500329683 | 21288635 |  | N | N
Polo | Siemens Gas and Power GmbH & Co. KG Berlin | TPGT | Shaft Sealing, Front |  | ANILLO TOROIDAL | O-RING | 3510 | 23MB 300 | Gas Turbine | 1 | PCE | Germany |  |  |  | CSL00/26 |  | PB0000154034 | 2306 | S-2306-0003-A-23-3510-48837725-N | 258.058 | 168.058 | 0.008 | 119 | 111 | 45 | SIK240500329683 | 21288636 |  | 9I999IR | N
Polo | Siemens Gas and Power GmbH & Co. KG Berlin | TPGT | Shaft Sealing, Front |  | PASADOR | PIN | 3510 | 23MB 300 | Gas Turbine | 2 | PCE | Germany |  |  |  | CSL00/29 |  | PB0000011079 | 2306 | S-2306-0003-A-23-3510-48837725-N | 258.058 | 168.058 | 2.416 | 119 | 111 | 45 | SIK240500329683 | 21288637 |  | N | N
Polo | Siemens Gas and Power GmbH & Co. KG Berlin | TPGT | Shaft Sealing, Front |  | PORTA TUBO | PIPE HOLDER | 3510 | 23MB 300 | Gas Turbine | 1 | PCE | Germany |  |  | 33-9102-16000/013 | CSL00/46 |  | P0031924700 | 2306 | S-2306-0003-A-23-3510-48837725-N | 258.058 | 168.058 | 9 | 119 | 111 | 45 | SIK240500329683 | 21288638 |  | N | N
Polo | Siemens Gas and Power GmbH & Co. KG Berlin | TPGT | Shaft Sealing, Front |  | DISCO PAREJA | LOCKING WASHERS | 3510 | 23MB 300 | Gas Turbine | 2 | PCE | Sweden |  |  |  | CSL00/47 |  | PB0000205657 | 2306 | S-2306-0003-A-23-3510-48837725-N | 258.058 | 168.058 | 0.016 | 119 | 111 | 45 | SIK240500329683 | 21288639 |  | N | N
Polo | Siemens Gas and Power GmbH & Co. KG Berlin | TPGT | Shaft Sealing, Front |  | TORNILLO HEXAGONAL | HEXAGON SCREW | 3510 | 23MB 300 | Gas Turbine | 2 | PCE | Taiwan |  |  |  | CSL00/48 |  | PB0000015084 | 2306 | S-2306-0003-A-23-3510-48837725-N | 258.058 | 168.058 | 0.25 | 119 | 111 | 45 | SIK240500329683 | 21288640 |  | N | N
Polo | Siemens Gas and Power GmbH & Co. KG Berlin | TPGT | Shaft Sealing, Front |  | ANILLO TOROIDAL | O-RING | 3510 | 23MB 300 | Gas Turbine | 1 | PCE | Germany |  |  |  | CSL00/56 |  | PB0000014013 | 2306 | S-2306-0003-A-23-3510-48837725-N | 258.058 | 168.058 | 0.029 | 119 | 111 | 45 | SIK240500329683 | 21288641 |  | 9I999IR | N
Polo | Siemens Gas and Power GmbH & Co. KG Berlin | TPGT | Shaft Sealing, Front |  | ANILLO TOROIDAL | O-RING | 3510 | 23MB 300 | Gas Turbine | 1 | PCE | Germany |  |  |  | CSL00/57 |  | PB0000009442 | 2306 | S-2306-0003-A-23-3510-48837725-N | 258.058 | 168.058 | 0.035 | 119 | 111 | 45 | SIK240500329683 | 21288642 |  | 9I999IR | N
Polo | Siemens Gas and Power GmbH & Co. KG Berlin | TPGT | Shaft Sealing, Front |  | ANILLO | RING | 3510 | 23MB 300 | Gas Turbine | 1 | PCE | Germany |  |  | 43-9100-16000/001 | CSL00/58 |  | PB0000154053 | 2306 | S-2306-0003-A-23-3510-48837725-N | 258.058 | 168.058 | 1.2 | 119 | 111 | 45 | SIK240500329683 | 21288643 |  | N | N
Polo | Siemens Gas and Power GmbH & Co. KG Berlin | TPGT | Shaft Sealing, Front |  | TUERCA ANULAR | LIFTING EYE NUT | 3510 | 23MB 300 | Gas Turbine | 1 | PCE | Germany |  |  | 43-9100-16000/002 | CSL00/59 |  | PB0000154056 | 2306 | S-2306-0003-A-23-3510-48837725-N | 258.058 | 168.058 | 2.592 | 119 | 111 | 45 | SIK240500329683 | 21288644 |  | N | N
Polo | Siemens Gas and Power GmbH & Co. KG Berlin | TPGT | Shaft Sealing, Front |  | TORNILLO HEXAGONAL | HEXAGON SCREW | 3510 | 23MB 300 | Gas Turbine | 8 | PCE | Thailand |  |  |  | CSL00/60 |  | PB0000018332 | 2306 | S-2306-0003-A-23-3510-48837725-N | 258.058 | 168.058 | 0.408 | 119 | 111 | 45 | SIK240500329683 | 21288645 |  | N | N
Polo | Siemens Gas and Power GmbH & Co. KG Berlin | TPGT | Shaft Sealing, Front |  | TUERCA HEXAGONAL | HEXAGON NUT | 3510 | 23MB 300 | Gas Turbine | 8 | PCE | China P.R. |  |  |  | CSL00/61 |  | PB0000012553 | 2306 | S-2306-0003-A-23-3510-48837725-N | 258.058 | 168.058 | 0.112 | 119 | 111 | 45 | SIK240500329683 | 21288646 |  | N | N
Polo | Siemens Gas and Power GmbH & Co. KG Berlin | TPGT | Shaft Sealing, Front |  | BELLOW COUPLING | BELLOW COUPLING | 3510 | 23MB 300 | Gas Turbine | 1 | PCE | Germany |  |  |  | MBA1D/5 |  | P0002848200 | 2306 | S-2306-0003-A-23-3510-48837725-N | 258.058 | 168.058 | 0.01 | 119 | 111 | 45 | SIK240500329683 | 21288647 |  | N | N
Polo | Siemens Gas and Power GmbH & Co. KG Berlin | TPGT | Shaft Sealing, Front |  | EXZENTER | ECCENTRIC | 3510 | 23MB 300 | Gas Turbine | 6 | PCE | Germany |  |  |  | MBA1D/6 |  | P0002843000 | 2306 | S-2306-0003-A-23-3510-48837725-N | 258.058 | 168.058 | 0.006 | 119 | 111 | 45 | SIK240500329683 | 21288648 |  | N | N
Polo | Siemens Gas and Power GmbH & Co. KG Berlin | TPGT | Shaft Sealing, Front |  | ROTARY ENCODER | ROTARY ENCODER | 3510 | 23MB 300 | Gas Turbine | 1 | PCE | Germany |  |  |  | MBA1D/7 |  | P0002701500 | 2306 | S-2306-0003-A-23-3510-48837725-N | 258.058 | 168.058 | 0.376 | 119 | 111 | 45 | SIK240500329683 | 21288649 |  | N | N
Polo | Siemens Gas and Power GmbH & Co. KG Berlin | TPGT | Shaft Sealing, Front |  | CONECTADOR ENCHUFABLE | PLUG CONNECTOR | 3510 | 23MB 300 | Gas Turbine | 1 | PCE | Germany |  |  |  | MBA1D/8 |  | P0002701900 | 2306 | S-2306-0003-A-23-3510-48837725-N | 258.058 | 168.058 | 0.1 | 119 | 111 | 45 | SIK240500329683 | 21288650 |  | N | N
Polo | Siemens Gas and Power GmbH & Co. KG Berlin | TPGT | Shaft Sealing, Front |  | TORNILLO CILINDRICO | SCREW SOCKET HEAD | 3510 | 23MB 300 | Gas Turbine | 6 | PCE | Germany |  |  |  | MBA1D/10 |  | PG0034498400 | 2306 | S-2306-0003-A-23-3510-48837725-N | 258.058 | 168.058 | 0.048 | 119 | 111 | 45 | SIK240500329683 | 21288651 |  | N | N
Polo | Siemens Gas and Power GmbH & Co. KG Berlin | TPGT | Shaft Sealing, Front |  | CONTACTO CRIMP | CRIMP CONTACT | 3510 | 23MB 300 | Gas Turbine | 10 | PCE | Germany |  |  |  | MBA1D/101 |  | P0002702000 | 2306 | S-2306-0003-A-23-3510-48837725-N | 258.058 | 168.058 | 0.01 | 119 | 111 | 45 | SIK240500329683 | 21288652 |  | N | N
Polo | Siemens Gas and Power GmbH & Co. KG Berlin | TPGT | CENTER GUIDE/HEXAGON SCREW/PLATE/WASHER |  | TORNILLO HEXAGONAL | HEXAGON SCREW | 3510 | 23MB 300 | Gas Turbine | 4 | PCE | Germany |  |  |  | MBSPF11000/0002 | PB0000047351 | PB0000046217 | 2306 | S-2306-0004-A-23-3510-48837725-N | 17.787 | 15.787 | 1.94 | 32 | 22 | 17 | SIK240500333570 | 21376287 |  | N | N
Polo | Siemens Gas and Power GmbH & Co. KG Berlin | TPGT | CENTER GUIDE/HEXAGON SCREW/PLATE/WASHER |  | DISCO PAREJA | LOCKING WASHERS | 3510 | 23MB 300 | Gas Turbine | 4 | PCE | Germany |  |  |  | MBSPF11000/0003 | PB0000047351 | PB0000205716 | 2306 | S-2306-0004-A-23-3510-48837725-N | 17.787 | 15.787 | 0.064 | 32 | 22 | 17 | SIK240500333570 | 21376288 |  | N | N
Polo | Siemens Gas and Power GmbH & Co. KG Berlin | TPGT | CENTER GUIDE/HEXAGON SCREW/PLATE/WASHER |  | PLACA | PLATE | 3510 | 23MB 300 | Gas Turbine | 2 | PCE | Germany |  |  | 43-9100-01035/004 | MBSPF11000/0004 | PB0000047351 | PB0000047343 | 2306 | S-2306-0004-A-23-3510-48837725-N | 17.787 | 15.787 | 10.208 | 32 | 22 | 17 | SIK240500333570 | 21376289 |  | N | N
Polo | Siemens Gas and Power GmbH & Co. KG Berlin | TPGT | CENTER GUIDE/HEXAGON SCREW/PLATE/WASHER |  | PLATE, COMPLETE | PLATE, COMPLETE | 3510 | 23MB 300 | Gas Turbine | 1 | PCE | Germany |  |  | 33-9100-01035 | MBSPF11000/0005 | PB0000047351 | PB0000047344 | 2306 | S-2306-0004-A-23-3510-48837725-N | 17.787 | 15.787 | 3.575 | 32 | 22 | 17 | SIK240500333570 | 21376290 |  | N | N
Polo | Siemens Gas and Power GmbH & Co. KG Berlin | TPGT | SUPPORT BLOCK/PLATE/T-HEAD BOLT/HEXAGON |  | PLACA | PLATE | 3510 | 23MB 300 | Gas Turbine | 2 | PCE | Germany |  |  | 33-9100-01065/002 | MBSPD20000/0002 | PG0036829400 | PB0000047271 | 2306 | S-2306-0005-A-23-3510-48837725-N | 1021.1 | 871.1 | 600 | 159 | 99 | 75 | SIK240500333568 | 21386712 |  | N | N
Polo | Siemens Gas and Power GmbH & Co. KG Berlin | TPGT | SUPPORT BLOCK/PLATE/T-HEAD BOLT/HEXAGON |  | TORNILLO DE MARTILLO | T-HEAD BOLT | 3510 | 23MB 300 | Gas Turbine | 8 | PCE | Germany |  |  |  | MBSPD20000/0006 | PG0036829400 | PG0036830000 | 2306 | S-2306-0005-A-23-3510-48837725-N | 1021.1 | 871.1 | 232 | 159 | 99 | 75 | SIK240500333568 | 21386713 |  | N | N
Polo | Siemens Gas and Power GmbH & Co. KG Berlin | TPGT | SUPPORT BLOCK/PLATE/T-HEAD BOLT/HEXAGON |  | TUERCA HEXAGONAL | HEXAGON NUT | 3510 | 23MB 300 | Gas Turbine | 8 | PCE | Germany |  |  |  | MBSPD20000/0007 | PG0036829400 | PG0036830100 | 2306 | S-2306-0005-A-23-3510-48837725-N | 1021.1 | 871.1 | 14.112 | 159 | 99 | 75 | SIK240500333568 | 21386714 |  | N | N
Polo | Siemens Gas and Power GmbH & Co. KG Berlin | TPGT | SUPPORT BLOCK/PLATE/T-HEAD BOLT/HEXAGON |  | ALIGNMENT DISC | ALIGNMENT DISC | 3510 | 23MB 300 | Gas Turbine | 8 | PCE | Germany |  |  |  | MBSPD20000/0008 | PG0036829400 | PB0000047284 | 2306 | S-2306-0005-A-23-3510-48837725-N | 1021.1 | 871.1 | 21.016 | 159 | 99 | 75 | SIK240500333568 | 21386715 |  | N | N
Polo | Siemens Gas and Power GmbH & Co. KG Berlin | TPGT | SUPPORT BLOCK/PLATE/T-HEAD BOLT/HEXAGON |  | TORNILLO HEXAGONAL | HEXAGON SCREW | 3510 | 23MB 300 | Gas Turbine | 6 | PCE | Germany |  |  |  | MBSPD20000/0009 | PG0036829400 | PB0000129191 | 2306 | S-2306-0005-A-23-3510-48837725-N | 1021.1 | 871.1 | 3.972 | 159 | 99 | 75 | SIK240500333568 | 21386716 |  | N | N
Polo | Siemens Gas and Power GmbH & Co. KG Berlin | TPGT | Turbine Supports, Bolt, Base, Nut, Plate |  | BOLT, TURBINE SUPPORTS | BOLT, TURBINE SUPPORTS | 3510 | 23MB 300 | Gas Turbine | 2 | PCE | Germany |  |  | DPPPG-70001911 | MBSPDB1000/0002 | P0001146100 | P0001146200 | 2306 | S-2306-0006-A-23-3510-48837725-N | 3132.686 | 2652.686 | 950 | 331 | 121 | 80 | SIK240500333586 | 21415691 |  | N | N
Polo | Siemens Gas and Power GmbH & Co. KG Berlin | TPGT | Turbine Supports, Bolt, Base, Nut, Plate |  | BASE | BASE | 3510 | 23MB 300 | Gas Turbine | 2 | PCE | Germany |  |  | 33-9100-01061/003 | MBSPDB1000/0003 | P0001146100 | PG0041158600 | 2306 | S-2306-0006-A-23-3510-48837725-N | 3132.686 | 2652.686 | 1482 | 331 | 121 | 80 | SIK240500333586 | 21415692 |  | N | N
Polo | Siemens Gas and Power GmbH & Co. KG Berlin | TPGT | Turbine Supports, Bolt, Base, Nut, Plate |  | TUERCA | NUT | 3510 | 23MB 300 | Gas Turbine | 2 | PCE | Germany |  |  | 43-9100-01061/004 | MBSPDB1000/0004 | P0001146100 | PB0000047372 | 2306 | S-2306-0006-A-23-3510-48837725-N | 3132.686 | 2652.686 | 62.986 | 331 | 121 | 80 | SIK240500333586 | 21415693 |  | N | N
Polo | Siemens Gas and Power GmbH & Co. KG Berlin | TPGT | Turbine Supports, Bolt, Base, Nut, Plate |  | TUERCA TENSORA | CLAMPING NUT | 3510 | 23MB 300 | Gas Turbine | 2 | PCE | Switzerland |  |  |  | MBSPDB1000/0005 | P0001146100 | PB0000047367 | 2306 | S-2306-0006-A-23-3510-48837725-N | 3132.686 | 2652.686 | 51.832 | 331 | 121 | 80 | SIK240500333586 | 21415694 |  | N | N
Polo | Siemens Gas and Power GmbH & Co. KG Berlin | TPGT | Turbine Supports, Bolt, Base, Nut, Plate |  | TUERCA DE CAPERUZA | CAP NUT | 3510 | 23MB 300 | Gas Turbine | 2 | PCE | Germany |  |  | 43-9100-01061/006 | MBSPDB1000/0006 | P0001146100 | PB0000047386 | 2306 | S-2306-0006-A-23-3510-48837725-N | 3132.686 | 2652.686 | 99.08 | 331 | 121 | 80 | SIK240500333586 | 21415695 |  | N | N
Polo | Siemens Gas and Power GmbH & Co. KG Berlin | TPGT | Turbine Supports, Bolt, Base, Nut, Plate |  | PLACA | PLATE | 3510 | 23MB 300 | Gas Turbine | 4 | PCE | Germany |  |  | 43-9100-01065/004 | MBSPDB1000/0007 | P0001146100 | PB0000047274 | 2306 | S-2306-0006-A-23-3510-48837725-N | 3132.686 | 2652.686 | 3.908 | 331 | 121 | 80 | SIK240500333586 | 21415696 |  | N | N
Polo | Siemens Gas and Power GmbH & Co. KG Berlin | TPGT | Turbine Supports, Bolt, Base, Nut, Plate |  | TORNILLO HEXAGONAL | HEXAGON SCREW | 3510 | 23MB 300 | Gas Turbine | 4 | PCE | Germany |  |  |  | MBSPDB1000/0008 | P0001146100 | PB0000000506 | 2306 | S-2306-0006-A-23-3510-48837725-N | 3132.686 | 2652.686 | 2.88 | 331 | 121 | 80 | SIK240500333586 | 21415697 |  | N | N
Polo | Siemens Gas and Power GmbH & Co. KG Berlin | TPGT | SUPPORT COMPRESSOR HEXAGON NUTSCREW DISC |  | TORNILLO HEXAGONAL | HEXAGON SCREW | 3510 | 23MB 300 | Gas Turbine | 2 | PCE | Germany |  |  |  | MBSPC00A00/0001 | P0001149500 | PG0036830200 | 2306 | S-2306-0007-A-23-3510-48837725-N | 195.04 | 162.04 | 22.44 | 94 | 49 | 55 | SIK240500333412 | 21415711 |  | N | N
Polo | Siemens Gas and Power GmbH & Co. KG Berlin | TPGT | SUPPORT COMPRESSOR HEXAGON NUTSCREW DISC |  | DISCO | DISC | 3510 | 23MB 300 | Gas Turbine | 2 | PCE | Germany |  |  |  | MBSPC00A00/0002 | P0001149500 | PG0036830300 | 2306 | S-2306-0007-A-23-3510-48837725-N | 195.04 | 162.04 | 1.4 | 94 | 49 | 55 | SIK240500333412 | 21415712 |  | N | N
Polo | Siemens Gas and Power GmbH & Co. KG Berlin | TPGT | SUPPORT COMPRESSOR HEXAGON NUTSCREW DISC |  | AXIAL JOINT BEARING | AXIAL JOINT BEARING | 3510 | 23MB 300 | Gas Turbine | 2 | PCE | Germany |  |  |  | MBSPC00A00/0003 | P0001149500 | PG0036831400 | 2306 | S-2306-0007-A-23-3510-48837725-N | 195.04 | 162.04 | 11.6 | 94 | 49 | 55 | SIK240500333412 | 21415713 |  | N | N
Polo | Siemens Gas and Power GmbH & Co. KG Berlin | TPGT | SUPPORT COMPRESSOR HEXAGON NUTSCREW DISC |  | CASQUILLO | BUSHING | 3510 | 23MB 300 | Gas Turbine | 2 | PCE | Germany |  |  | 54KF04-SPC00-004-A01 | MBSPC00A00/0004 | P0001149500 | PG0037280200 | 2306 | S-2306-0007-A-23-3510-48837725-N | 195.04 | 162.04 | 54 | 94 | 49 | 55 | SIK240500333412 | 21415714 |  | N | N
Polo | Siemens Gas and Power GmbH & Co. KG Berlin | TPGT | SUPPORT COMPRESSOR HEXAGON NUTSCREW DISC |  | ARANDELA ESFERICA | SPHERICAL WASHER | 3510 | 23MB 300 | Gas Turbine | 2 | PCE | Germany |  |  | 54KF04-SPC00-005-A01 | MBSPC00A00/0005 | P0001149500 | PG0036831600 | 2306 | S-2306-0007-A-23-3510-48837725-N | 195.04 | 162.04 | 15 | 94 | 49 | 55 | SIK240500333412 | 21415715 |  | N | N
Polo | Siemens Gas and Power GmbH & Co. KG Berlin | TPGT | SUPPORT COMPRESSOR HEXAGON NUTSCREW DISC |  | SCREW, REWORK | SCREW, REWORK | 3510 | 23MB 300 | Gas Turbine | 8 | PCE | Germany |  |  | DPPPG-70002010 | MBSPC00A00/0006 | P0001149500 | P0001281600 | 2306 | S-2306-0007-A-23-3510-48837725-N | 195.04 | 162.04 | 43.2 | 94 | 49 | 55 | SIK240500333412 | 21415716 |  | N | N
Polo | Siemens Gas and Power GmbH & Co. KG Berlin | TPGT | SUPPORT COMPRESSOR HEXAGON NUTSCREW DISC |  | TUERCA HEXAGONAL | HEXAGON NUT | 3510 | 23MB 300 | Gas Turbine | 8 | PCE | Germany |  |  |  | MBSPC00A00/0007 | P0001149500 | P0001281700 | 2306 | S-2306-0007-A-23-3510-48837725-N | 195.04 | 162.04 | 14.4 | 94 | 49 | 55 | SIK240500333412 | 21415717 |  | N | N
Polo | Siemens Gas and Power GmbH & Co. KG Berlin | TPGT | Center Guide Block, Hexagon Screws |  | CENTER GUIDE BLOCK, GAS TURBINE | CENTER GUIDE BLOCK, GAS TURBINE | 3510 | 23MB 300 | Gas Turbine | 1 | PCE | Germany |  |  | 54KF04-SPF12-A02-A01 | MBSPF12000 |  | PG0040551400 | 2306 | S-2306-0008-A-23-3510-48837725-N | 3241.1 | 2651.1 | 2650 | 351 | 151 | 103 | SIK240500334922 | 21472402 |  | N | N
Polo | Siemens Gas and Power GmbH & Co. KG Berlin | TPGT | Center Guide Block, Hexagon Screws |  | TORNILLO HEXAGONAL | HEXAGON SCREW | 3510 | 23MB 300 | Gas Turbine | 4 | PCE | Poland |  |  |  | MBSPF12000/0006 | PG0040551400 | PB0000011916 | 2306 | S-2306-0008-A-23-3510-48837725-N | 3241.1 | 2651.1 | 1.1 | 351 | 151 | 103 | SIK240500334922 | 21472403 |  | N | N
Polo | Siemens Gas and Power GmbH & Co. KG Berlin | TPGT | SEAL AIR VALVE, FUEL OIL, DIFFUSION |  | SEAL AIR VALVE, FUEL OIL, DIFFUSION | SEAL AIR VALVE, FUEL OIL, DIFFUSION | 3510 | 23MB 300 | Gas Turbine | 1 | PCE | Germany |  |  |  | MBMBN1E000 |  | P0033484600 | 2306 | S-2306-0009-A-23-3510-48837725-N | 146 | 76 | 76 | 98 | 88 | 55 | SIK240500345908 | 22304437 |  | N | N
Polo | Siemens Gas and Power GmbH & Co. KG Berlin | TPGT | SEAL AIR VALVE, FUEL OIL, DIFFUSION |  | SEAL AIR VALVE, FUEL OIL, PREMIX | SEAL AIR VALVE, FUEL OIL, PREMIX | 3510 | 23MB 300 | Gas Turbine | 1 | PCE | Germany |  |  |  | MBMBN1F000 |  | P0033484800 | 2306 | S-2306-0010-A-23-3510-48837725-N | 146 | 76 | 76 | 98 | 88 | 55 | SIK240500345908 | 22304438 |  | N | N
Polo | Siemens Gas and Power GmbH & Co. KG Berlin | TPGT | SEAL AIR VALVE, FUEL OIL, DIFFUSION |  | SEAL AIR VALVE, FUEL OIL, DIFFUSION | SEAL AIR VALVE, FUEL OIL, DIFFUSION | 3510 | 23MB 300 | Gas Turbine | 1 | PCE | Germany |  |  |  | MBMBN1E000 |  | P0033484600 | 2306 | S-2306-0011-A-23-3510-48837725-N | 232 | 152 | 76 | 119 | 111 | 45 | SIK240500345911 | 22304481 |  | N | N
Polo | Siemens Gas and Power GmbH & Co. KG Berlin | TPGT | SEAL AIR VALVE, FUEL OIL, DIFFUSION |  | SEAL AIR VALVE, FUEL OIL, PREMIX | SEAL AIR VALVE, FUEL OIL, PREMIX | 3510 | 23MB 300 | Gas Turbine | 1 | PCE | Germany |  |  |  | MBMBN1F000 |  | P0033484800 | 2306 | S-2306-0011-A-23-3510-48837725-N | 232 | 152 | 76 | 119 | 111 | 45 | SIK240500345911 | 22304482 |  | N | N
Polo | Siemens Gas and Power GmbH & Co. KG Berlin | TPGT | PURGE AIR BALL VALVES, FUEL GAS |  | BALL VALVE, WB-CHECKED | BALL VALVE, WB-CHECKED | 3510 | 23MB 300 | Gas Turbine | 1 | PCE | Germany |  |  |  | MBMBH4B000/0001 | P0016098200 | P0018473800 | 2306 | S-2306-0012-A-23-3510-48837725-N | 470 | 280 | 100 | 189 | 129 | 80 | SIK240500345913 | 22304643 |  | N | N
Polo | Siemens Gas and Power GmbH & Co. KG Berlin | TPGT | PURGE AIR BALL VALVES, FUEL GAS |  | BALL VALVE, WB-CHECKED | BALL VALVE, WB-CHECKED | 3510 | 23MB 300 | Gas Turbine | 1 | PCE | Germany |  |  |  | MBMBH4B000/0002 | P0016098200 | P0018476300 | 2306 | S-2306-0012-A-23-3510-48837725-N | 470 | 280 | 18 | 189 | 129 | 80 | SIK240500345913 | 22304644 |  | N | N
Polo | Siemens Gas and Power GmbH & Co. KG Berlin | TPGT | PURGE AIR BALL VALVES, FUEL GAS |  | BALL VALVE, WB-CHECKED | BALL VALVE, WB-CHECKED | 3510 | 23MB 300 | Gas Turbine | 1 | PCE | Germany |  |  |  | MBMBH4B000/0003 | P0016098200 | P0018481100 | 2306 | S-2306-0012-A-23-3510-48837725-N | 470 | 280 | 52 | 189 | 129 | 80 | SIK240500345913 | 22304645 |  | N | N
Polo | Siemens Gas and Power GmbH & Co. KG Berlin | TPGT | PURGE AIR BALL VALVES, FUEL GAS |  | BALL VALVE, WB-CHECKED | BALL VALVE, WB-CHECKED | 3510 | 23MB 300 | Gas Turbine | 1 | PCE | Germany |  |  |  | MBMBH4B000/0004 | P0016098200 | P0018483800 | 2306 | S-2306-0012-A-23-3510-48837725-N | 470 | 280 | 110 | 189 | 129 | 80 | SIK240500345913 | 22304646 |  | N | N
Polo | Siemens Gas and Power GmbH & Co. KG Berlin | TPGT | COLLECTING TRAY, EXAUST DIFFUSER |  | OIL COLLECTING TRAY, LEFT | OIL COLLECTING TRAY, LEFT | 3510 | 23MB 300 | Gas Turbine | 1 | PCE | Germany |  |  | 54KF04-CSM00-110-A01 | MBCSF10000/0110 | PG0040679300 | PG0040680400 | 2306 | S-2306-0013-A-23-3510-48837725-N | 242.39 | 21.39 | 6.91 | 231 | 121 | 66 | SIK240500356407 | 22306534 |  | N | N
Polo | Siemens Gas and Power GmbH & Co. KG Berlin | TPGT | COLLECTING TRAY, EXAUST DIFFUSER |  | OIL COLLECTING TRAY, MID | OIL COLLECTING TRAY, MID | 3510 | 23MB 300 | Gas Turbine | 1 | PCE | Germany |  |  | 54KF04-CSM00-120-A01 | MBCSF10000/0120 | PG0040679300 | PG0040680700 | 2306 | S-2306-0013-A-23-3510-48837725-N | 242.39 | 21.39 | 7.57 | 231 | 121 | 66 | SIK240500356407 | 22306535 |  | N | N
Polo | Siemens Gas and Power GmbH & Co. KG Berlin | TPGT | COLLECTING TRAY, EXAUST DIFFUSER |  | OIL COLLECTING TRAY, RIGHT | OIL COLLECTING TRAY, RIGHT | 3510 | 23MB 300 | Gas Turbine | 1 | PCE | Germany |  |  | 54KF04-CSM00-130-A01 | MBCSF10000/0130 | PG0040679300 | PG0040680800 | 2306 | S-2306-0013-A-23-3510-48837725-N | 242.39 | 21.39 | 6.91 | 231 | 121 | 66 | SIK240500356407 | 22306536 |  | N | N
Polo | Siemens Gas and Power GmbH & Co. KG Berlin | TPGT | GAS TURBINE - GENERATOR, ASSEMBLY |  | COUPLING BOLT, INTERMEDIATE SHAFT | COUPLING BOLT, INTERMEDIATE SHAFT | 3510 | 23MB 300 | Gas Turbine | 14 | PCE | Germany |  |  | 33-8000-41010/002 | MBGNJ00A00/0010 | P0024208400 | PB0000114907 | 2306 | S-2306-0014-A-23-3510-48837725-N | 276.65 | 234.65 | 175.532 | 94 | 49 | 55 | SIK240500357109 | 22377173 |  | N | N
Polo | Siemens Gas and Power GmbH & Co. KG Berlin | TPGT | GAS TURBINE - GENERATOR, ASSEMBLY |  | TUERCA DE CAPERUZA | CAP NUT | 3510 | 23MB 300 | Gas Turbine | 14 | PCE | Germany |  |  |  | MBGNJ00A00/0011 | P0024208400 | PB0000131157 | 2306 | S-2306-0014-A-23-3510-48837725-N | 276.65 | 234.65 | 52.878 | 94 | 49 | 55 | SIK240500357109 | 22377174 |  | N | N
Polo | Siemens Gas and Power GmbH & Co. KG Berlin | TPGT | GAS TURBINE - GENERATOR, ASSEMBLY |  | BALANCING WEIGHT, GT31, MACHINING | BALANCING WEIGHT, GT31, MACHINING | 3510 | 23MB 300 | Gas Turbine | 130 | PCE | Germany |  |  | 23-9002-44229/031 | MBGNJ00A00/0012 | P0024208400 | PG0031513700 | 2306 | S-2306-0014-A-23-3510-48837725-N | 276.65 | 234.65 | 6.24 | 94 | 49 | 55 | SIK240500357109 | 22377175 |  | N | N
Polo | Siemens Gas and Power GmbH & Co. KG Berlin | TPGT | FLAME DETECTOR GLAS, COMBUSTOR |  | BRIDA | FLANGE | 3510 | 23MB 300 | Gas Turbine | 2 | PCE | Germany |  |  | 43-6432-10642/015 | MBCBP34000/0002 | PB0000255178 | PB0000009675 | 2306 | S-2306-0015-A-23-3510-48837725-N | 61.12 | 21.12 | 7.08 | 68 | 58 | 55 | SIK240500357117 | 22387134 |  | N | N
Polo | Siemens Gas and Power GmbH & Co. KG Berlin | TPGT | FLAME DETECTOR GLAS, COMBUSTOR |  | PRESSURE DISC | PRESSURE DISC | 3510 | 23MB 300 | Gas Turbine | 4 | PCE | Germany |  |  | 43-6432-10642/003 | MBCBP34000/0003 | PB0000255178 | PB0000009676 | 2306 | S-2306-0015-A-23-3510-48837725-N | 61.12 | 21.12 | 2.352 | 68 | 58 | 55 | SIK240500357117 | 22387135 |  | N | N
Polo | Siemens Gas and Power GmbH & Co. KG Berlin | TPGT | FLAME DETECTOR GLAS, COMBUSTOR |  | PRESSURE DISC | PRESSURE DISC | 3510 | 23MB 300 | Gas Turbine | 4 | PCE | Germany |  |  | 43-6432-10642/004 | MBCBP34000/0004 | PB0000255178 | PB0000009677 | 2306 | S-2306-0015-A-23-3510-48837725-N | 61.12 | 21.12 | 2.192 | 68 | 58 | 55 | SIK240500357117 | 22387136 |  | N | N
Polo | Siemens Gas and Power GmbH & Co. KG Berlin | TPGT | FLAME DETECTOR GLAS, COMBUSTOR |  | ANILLO EMPAQUETADURA | SEAL RING | 3510 | 23MB 300 | Gas Turbine | 2 | PCE | Germany |  |  |  | MBCBP34000/0005 | PB0000255178 | PB0000009678 | 2306 | S-2306-0015-A-23-3510-48837725-N | 61.12 | 21.12 | 0.052 | 68 | 58 | 55 | SIK240500357117 | 22387137 |  | N | N
Polo | Siemens Gas and Power GmbH & Co. KG Berlin | TPGT | FLAME DETECTOR GLAS, COMBUSTOR |  | JUNTA | GASKET | 3510 | 23MB 300 | Gas Turbine | 8 | PCE | Germany |  |  | 43-6433-10642/020 | MBCBP34000/0006 | PB0000255178 | PB0000257745 | 2306 | S-2306-0015-A-23-3510-48837725-N | 61.12 | 21.12 | 0.008 | 68 | 58 | 55 | SIK240500357117 | 22387138 |  | 9I999IR | N
Polo | Siemens Gas and Power GmbH & Co. KG Berlin | TPGT | FLAME DETECTOR GLAS, COMBUSTOR |  | ANILLO EMPAQUETADURA | SEAL RING | 3510 | 23MB 300 | Gas Turbine | 16 | PCE | Germany |  |  |  | MBCBP34000/0007 | PB0000255178 | PB0000009456 | 2306 | S-2306-0015-A-23-3510-48837725-N | 61.12 | 21.12 | 0.016 | 68 | 58 | 55 | SIK240500357117 | 22387139 |  | N | N
Polo | Siemens Gas and Power GmbH & Co. KG Berlin | TPGT | FLAME DETECTOR GLAS, COMBUSTOR |  | TORNILLO CILINDRICO | SCREW SOCKET HEAD | 3510 | 23MB 300 | Gas Turbine | 16 | PCE | Taiwan |  |  |  | MBCBP34000/0008 | PB0000255178 | PB0000000405 | 2306 | S-2306-0015-A-23-3510-48837725-N | 61.12 | 21.12 | 0.032 | 68 | 58 | 55 | SIK240500357117 | 22387140 |  | N | N
Polo | Siemens Gas and Power GmbH & Co. KG Berlin | TPGT | FLAME DETECTOR GLAS, COMBUSTOR |  | VIDRIO | GLASS | 3510 | 23MB 300 | Gas Turbine | 4 | PCE | Germany |  |  |  | MBCBP34000/0009 | PB0000255178 | PB0000009079 | 2306 | S-2306-0015-A-23-3510-48837725-N | 61.12 | 21.12 | 0.068 | 68 | 58 | 55 | SIK240500357117 | 22387141 |  | N | N
Polo | Siemens Gas and Power GmbH & Co. KG Berlin | TPGT | FLAME DETECTOR GLAS, COMBUSTOR |  | THREADED BOLT | THREADED BOLT | 3510 | 23MB 300 | Gas Turbine | 6 | PCE | Germany |  |  |  | MBCBP34000/0010 | PB0000255178 | PB0000009679 | 2306 | S-2306-0015-A-23-3510-48837725-N | 61.12 | 21.12 | 1.344 | 68 | 58 | 55 | SIK240500357117 | 22387142 |  | N | N
Polo | Siemens Gas and Power GmbH & Co. KG Berlin | TPGT | FLAME DETECTOR GLAS, COMBUSTOR |  | TUERCA HEXAGONAL | HEXAGON NUT | 3510 | 23MB 300 | Gas Turbine | 18 | PCE | Malaysia |  |  |  | MBCBP34000/0011 | PB0000255178 | PB0000000119 | 2306 | S-2306-0015-A-23-3510-48837725-N | 61.12 | 21.12 | 0.54 | 68 | 58 | 55 | SIK240500357117 | 22387143 |  | N | N
Polo | Siemens Gas and Power GmbH & Co. KG Berlin | TPGT | FLAME DETECTOR GLAS, COMBUSTOR |  | DISCO PAREJA | LOCKING WASHERS | 3510 | 23MB 300 | Gas Turbine | 16 | PCE | Sweden |  |  |  | MBCBP34000/0012 | PB0000255178 | PB0000001325 | 2306 | S-2306-0015-A-23-3510-48837725-N | 61.12 | 21.12 | 0.112 | 68 | 58 | 55 | SIK240500357117 | 22387144 |  | N | N
Polo | Siemens Gas and Power GmbH & Co. KG Berlin | TPGT | FLAME DETECTOR GLAS, COMBUSTOR |  | RESORTE DE DISCO | CUPPED SPRING WASHER | 3510 | 23MB 300 | Gas Turbine | 60 | PCE | Germany |  |  |  | MBCBP34000/0014 | PB0000255178 | PB0000009618 | 2306 | S-2306-0015-A-23-3510-48837725-N | 61.12 | 21.12 | 0.3 | 68 | 58 | 55 | SIK240500357117 | 22387145 |  | N | N
Polo | Siemens Gas and Power GmbH & Co. KG Berlin | TPGT | FLAME DETECTOR GLAS, COMBUSTOR |  | DISCO | DISC | 3510 | 23MB 300 | Gas Turbine | 12 | PCE | Germany |  |  |  | MBCBP34000/0015 | PB0000255178 | PB0000009619 | 2306 | S-2306-0015-A-23-3510-48837725-N | 61.12 | 21.12 | 0.048 | 68 | 58 | 55 | SIK240500357117 | 22387146 |  | N | N
Polo | Siemens Gas and Power GmbH & Co. KG Berlin | TPGT | FLAME DETECTOR GLAS, COMBUSTOR |  | PLACA | PLATE | 3510 | 23MB 300 | Gas Turbine | 2 | PCE | Germany |  |  | 43-6433-10642/016 | MBCBP34000/0016 | PB0000255178 | PB0000255305 | 2306 | S-2306-0015-A-23-3510-48837725-N | 61.12 | 21.12 | 5.382 | 68 | 58 | 55 | SIK240500357117 | 22387147 |  | 9I999IR | N
Polo | Siemens Gas and Power GmbH & Co. KG Berlin | TPGT | FLAME DETECTOR GLAS, COMBUSTOR |  | TORNILLO HEXAGONAL | HEXAGON SCREW | 3510 | 23MB 300 | Gas Turbine | 10 | PCE | Germany |  |  |  | MBCBP34000/0017 | PB0000255178 | PB0000009680 | 2306 | S-2306-0015-A-23-3510-48837725-N | 61.12 | 21.12 | 1.59 | 68 | 58 | 55 | SIK240500357117 | 22387148 |  | N | N
Polo | Siemens Gas and Power GmbH & Co. KG Berlin | TPGT | FLAME DETECTOR GLAS, COMBUSTOR |  | PITON ROSCADO | HEADLESS SCREW | 3510 | 23MB 300 | Gas Turbine | 2 | PCE | Germany |  |  |  | MBCBP34000/0018 | PB0000255178 | PB0000009459 | 2306 | S-2306-0015-A-23-3510-48837725-N | 61.12 | 21.12 | 0.004 | 68 | 58 | 55 | SIK240500357117 | 22387149 |  | N | N
Polo | Siemens Gas and Power GmbH & Co. KG Berlin | TPGT | COLLECTING TRAY, EXAUST DIFFUSER |  | OIL COLLECTING TRAY, LEFT | OIL COLLECTING TRAY, LEFT | 3510 | 23MB 300 | Gas Turbine | 1 | PCE | Germany |  |  | 54KF04-CSM00-110-A01 | MBCSF10000/0110 | PG0040679300 | PG0040680400 | 2306 | S-2306-0016-A-23-3510-48837725-N | 264.39 | 21.39 | 6.91 | 231 | 121 | 65 | SIK240500358033 | 22389113 |  | N | N
Polo | Siemens Gas and Power GmbH & Co. KG Berlin | TPGT | COLLECTING TRAY, EXAUST DIFFUSER |  | OIL COLLECTING TRAY, MID | OIL COLLECTING TRAY, MID | 3510 | 23MB 300 | Gas Turbine | 1 | PCE | Germany |  |  | 54KF04-CSM00-120-A01 | MBCSF10000/0120 | PG0040679300 | PG0040680700 | 2306 | S-2306-0016-A-23-3510-48837725-N | 264.39 | 21.39 | 7.57 | 231 | 121 | 65 | SIK240500358033 | 22389114 |  | N | N
Polo | Siemens Gas and Power GmbH & Co. KG Berlin | TPGT | COLLECTING TRAY, EXAUST DIFFUSER |  | OIL COLLECTING TRAY, RIGHT | OIL COLLECTING TRAY, RIGHT | 3510 | 23MB 300 | Gas Turbine | 1 | PCE | Germany |  |  | 54KF04-CSM00-130-A01 | MBCSF10000/0130 | PG0040679300 | PG0040680800 | 2306 | S-2306-0016-A-23-3510-48837725-N | 264.39 | 21.39 | 6.91 | 231 | 121 | 65 | SIK240500358033 | 22389115 |  | N | N
Polo | Siemens Gas and Power GmbH & Co. KG Berlin | TPGT | BURNER WITH THERMOCOUPLES, FUEL OIL |  | BURNER WITH THERMOCOUPLES, FUEL OIL | BURNER WITH THERMOCOUPLES, FUEL OIL | 3510 | 23MB 300 | Gas Turbine | 2 | PCE | Germany |  |  | 54KF00-CBH10-A01-A01 | MBCBB20A00 |  | PG0036433100 | 2306 | S-2306-0017-A-23-3510-48837725-N | 47.04 | 27.04 | 26 | 121 | 34 | 36 | SIK240500358941 | 22398043 |  | N | N
Polo | Siemens Gas and Power GmbH & Co. KG Berlin | TPGT | BURNER WITH THERMOCOUPLES, FUEL OIL |  | ANILLO TOROIDAL | O-RING | 3510 | 23MB 300 | Gas Turbine | 2 | PCE | Germany |  |  | 54KF02-MBH2X-901-A01 | MBCBB20A00/0011 | PG0036433100 | PB0000010211 | 2306 | S-2306-0017-A-23-3510-48837725-N | 47.04 | 27.04 | 0.02 | 121 | 34 | 36 | SIK240500358941 | 22398044 |  | N | N
Polo | Siemens Gas and Power GmbH & Co. KG Berlin | TPGT | BURNER WITH THERMOCOUPLES, FUEL OIL |  | TORNILLO HEXAGONAL | HEXAGON SCREW | 3510 | 23MB 300 | Gas Turbine | 12 | PCE | Italy |  |  |  | MBCBB20A00/0016 | PG0036433100 | PB0000011873 | 2306 | S-2306-0017-A-23-3510-48837725-N | 47.04 | 27.04 | 0.996 | 121 | 34 | 36 | SIK240500358941 | 22398045 |  | N | N
Polo | Siemens Gas and Power GmbH & Co. KG Berlin | TPGT | BURNER WITH THERMOCOUPLES, FUEL OIL |  | DISCO PAREJA | LOCKING WASHERS | 3510 | 23MB 300 | Gas Turbine | 12 | PCE | Sweden |  |  |  | MBCBB20A00/0017 | PG0036433100 | PB0000204959 | 2306 | S-2306-0017-A-23-3510-48837725-N | 47.04 | 27.04 | 0.024 | 121 | 34 | 36 | SIK240500358941 | 22398046 |  | N | N
Polo | Siemens Gas and Power GmbH & Co. KG Berlin | TPGT | FIELD ASSY PARTS, ACTUATION MECHANISM |  | BULON | BOLT | 3510 | 23MB 300 | Gas Turbine | 2 | PCE | Germany |  |  | 43-9000-42570/041 | MBCPEN5A00/0041 | P0018967100 | P0001508500 | 2306 | S-2306-0018-A-23-3510-48837725-N | 52.378 | 27.378 | 0.69 | 121 | 34 | 36 | SIK240500358611 | 22408502 |  | N | N
Polo | Siemens Gas and Power GmbH & Co. KG Berlin | TPGT | FIELD ASSY PARTS, ACTUATION MECHANISM |  | ANILLO DE SEGURIDAD | LOCKING RING | 3510 | 23MB 300 | Gas Turbine | 4 | PCE | United Kingdom |  |  |  | MBCPEN5A00/0042 | P0018967100 | PB0000009441 | 2306 | S-2306-0018-A-23-3510-48837725-N | 52.378 | 27.378 | 0.008 | 121 | 34 | 36 | SIK240500358611 | 22408503 |  | N | N
Polo | Siemens Gas and Power GmbH & Co. KG Berlin | TPGT | FIELD ASSY PARTS, ACTUATION MECHANISM |  | CABEZA ARTICULACION | ROD END | 3510 | 23MB 300 | Gas Turbine | 1 | PCE | Germany |  |  |  | MBCPEN5A00/0043 | P0018967100 | PB0000002734 | 2306 | S-2306-0018-A-23-3510-48837725-N | 52.378 | 27.378 | 0.609 | 121 | 34 | 36 | SIK240500358611 | 22408504 |  | N | N
Polo | Siemens Gas and Power GmbH & Co. KG Berlin | TPGT | FIELD ASSY PARTS, ACTUATION MECHANISM |  | TUERCA HEXAGONAL | HEXAGON NUT | 3510 | 23MB 300 | Gas Turbine | 1 | PCE | Germany |  |  |  | MBCPEN5A00/0044 | P0018967100 | P0016975000 | 2306 | S-2306-0018-A-23-3510-48837725-N | 52.378 | 27.378 | 0.061 | 121 | 34 | 36 | SIK240500358611 | 22408505 |  | N | N
Polo | Siemens Gas and Power GmbH & Co. KG Berlin | TPGT | FIELD ASSY PARTS, ACTUATION MECHANISM |  | PÉRTIGA | ROD | 3510 | 23MB 300 | Gas Turbine | 1 | PCE | Germany |  |  | 33-9130-42570/045 | MBCPEN5A00/0045 | P0018967100 | P0001266200 | 2306 | S-2306-0018-A-23-3510-48837725-N | 52.378 | 27.378 | 16.49 | 121 | 34 | 36 | SIK240500358611 | 22408506 |  | N | N
Polo | Siemens Gas and Power GmbH & Co. KG Berlin | TPGT | FIELD ASSY PARTS, ACTUATION MECHANISM |  | TUERCA HEXAGONAL | HEXAGON NUT | 3510 | 23MB 300 | Gas Turbine | 1 | PCE | Germany |  |  |  | MBCPEN5A00/0046 | P0018967100 | P0016974900 | 2306 | S-2306-0018-A-23-3510-48837725-N | 52.378 | 27.378 | 0.058 | 121 | 34 | 36 | SIK240500358611 | 22408507 |  | N | N
Polo | Siemens Gas and Power GmbH & Co. KG Berlin | TPGT | FIELD ASSY PARTS, ACTUATION MECHANISM |  | CABEZA ARTICULACION | ROD END | 3510 | 23MB 300 | Gas Turbine | 1 | PCE | Germany |  |  |  | MBCPEN5A00/0047 | P0018967100 | PB0000002735 | 2306 | S-2306-0018-A-23-3510-48837725-N | 52.378 | 27.378 | 0.615 | 121 | 34 | 36 | SIK240500358611 | 22408508 |  | N | N
Polo | Siemens Gas and Power GmbH & Co. KG Berlin | TPGT | FIELD ASSY PARTS, ACTUATION MECHANISM |  | DISCO PAREJA | LOCKING WASHERS | 3510 | 23MB 300 | Gas Turbine | 8 | PCE | Sweden |  |  |  | MBCPEN5A00/0048 | P0018967100 | PB0000205659 | 2306 | S-2306-0018-A-23-3510-48837725-N | 52.378 | 27.378 | 0.36 | 121 | 34 | 36 | SIK240500358611 | 22408509 |  | N | N
Polo | Siemens Gas and Power GmbH & Co. KG Berlin | TPGT | FIELD ASSY PARTS, ACTUATION MECHANISM |  | TUERCA HEXAGONAL | HEXAGON NUT | 3510 | 23MB 300 | Gas Turbine | 4 | PCE | China P.R. |  |  |  | MBCPEN5A00/0049 | P0018967100 | PB0000018035 | 2306 | S-2306-0018-A-23-3510-48837725-N | 52.378 | 27.378 | 0.82 | 121 | 34 | 36 | SIK240500358611 | 22408510 |  | N | N
Polo | Siemens Gas and Power GmbH & Co. KG Berlin | TPGT | FIELD ASSY PARTS, ACTUATION MECHANISM |  | PASADOR DE SUJECION | ROLL PIN | 3510 | 23MB 300 | Gas Turbine | 4 | PCE | Germany |  |  |  | MBCPEN5A00/0058 | P0018967100 | PG0030021200 | 2306 | S-2306-0018-A-23-3510-48837725-N | 52.378 | 27.378 | 0.228 | 121 | 34 | 36 | SIK240500358611 | 22408511 |  | N | N
Polo | Siemens Gas and Power GmbH & Co. KG Berlin | TPGT | FIELD ASSY PARTS, ACTUATION MECHANISM |  | TORNILLO HEXAGONAL | HEXAGON SCREW | 3510 | 23MB 300 | Gas Turbine | 4 | PCE | Republic of Korea |  |  |  | MBCPEN5A00/0061 | P0018967100 | PG0029922300 | 2306 | S-2306-0018-A-23-3510-48837725-N | 52.378 | 27.378 | 3.82 | 121 | 34 | 36 | SIK240500358611 | 22408512 |  | N | N
Polo | Siemens Gas and Power GmbH & Co. KG Berlin | TPGT | FIELD ASSY PARTS, ACTUATION MECHANISM |  | CLEVIS | CLEVIS | 3510 | 23MB 300 | Gas Turbine | 1 | PCE | Germany |  |  | 54KF04-CPE00-M66-A01 | MBCPEN5A00/0066 | P0018967100 | PG0030660800 | 2306 | S-2306-0018-A-23-3510-48837725-N | 52.378 | 27.378 | 3.539 | 121 | 34 | 36 | SIK240500358611 | 22408513 |  | N | N
Polo | Siemens Gas and Power GmbH & Co. KG Berlin | TPGT | FIELD ASSY PARTS, ACTUATION MECHANISM |  | SEGURO DE TORNILLO | SCREW LOCKING | 3510 | 23MB 300 | Gas Turbine | 1 | PCE | Ireland |  |  |  | MBCPEN5A00/0102 | P0018967100 | PB0000000326 | 2306 | S-2306-0018-A-23-3510-48837725-N | 52.378 | 27.378 | 0.08 | 121 | 34 | 36 | SIK240500358611 | 22408514 |  | N | N
Polo | Siemens Gas and Power GmbH & Co. KG Berlin | TPGT | SUPPORTS, INSULATION, FIELD ASSY.,COMPL. |  | SOPORTE | HOLDER | 3510 | 23MB 300 | Gas Turbine | 15 | PCE | Germany |  |  | DPPPG-70118558 | MBGNE63000/0001 | P0045055800 | P0045151700 | 2306 | S-2306-0019-A-23-3510-48837725-N | 667.88 | 480.881 | 58.425 | 269 | 99 | 95 | SIK240500358855 | 22408567 |  | N | N
Polo | Siemens Gas and Power GmbH & Co. KG Berlin | TPGT | SUPPORTS, INSULATION, FIELD ASSY.,COMPL. |  | SOPORTE | HOLDER | 3510 | 23MB 300 | Gas Turbine | 1 | PCE | Germany |  |  | DPPPG-70118559 | MBGNE63000/0002 | P0045055800 | P0045151900 | 2306 | S-2306-0019-A-23-3510-48837725-N | 667.88 | 480.881 | 3.735 | 269 | 99 | 95 | SIK240500358855 | 22408568 |  | N | N
Polo | Siemens Gas and Power GmbH & Co. KG Berlin | TPGT | SUPPORTS, INSULATION, FIELD ASSY.,COMPL. |  | SOPORTE | HOLDER | 3510 | 23MB 300 | Gas Turbine | 2 | PCE | Germany |  |  | DPPPG-70118560 | MBGNE63000/0003 | P0045055800 | P0045152100 | 2306 | S-2306-0019-A-23-3510-48837725-N | 667.88 | 480.881 | 7.69 | 269 | 99 | 95 | SIK240500358855 | 22408569 |  | N | N
Polo | Siemens Gas and Power GmbH & Co. KG Berlin | TPGT | SUPPORTS, INSULATION, FIELD ASSY.,COMPL. |  | SOPORTE | HOLDER | 3510 | 23MB 300 | Gas Turbine | 8 | PCE | Germany |  |  | DPPPG-70118561 | MBGNE63000/0004 | P0045055800 | P0045152200 | 2306 | S-2306-0019-A-23-3510-48837725-N | 667.88 | 480.881 | 2.36 | 269 | 99 | 95 | SIK240500358855 | 22408570 |  | N | N
Polo | Siemens Gas and Power GmbH & Co. KG Berlin | TPGT | SUPPORTS, INSULATION, FIELD ASSY.,COMPL. |  | SOPORTE | HOLDER | 3510 | 23MB 300 | Gas Turbine | 6 | PCE | Germany |  |  | DPPPG-70118562 | MBGNE63000/0005 | P0045055800 | P0045152300 | 2306 | S-2306-0019-A-23-3510-48837725-N | 667.88 | 480.881 | 32.1 | 269 | 99 | 95 | SIK240500358855 | 22408571 |  | N | N
Polo | Siemens Gas and Power GmbH & Co. KG Berlin | TPGT | SUPPORTS, INSULATION, FIELD ASSY.,COMPL. |  | SOPORTE | HOLDER | 3510 | 23MB 300 | Gas Turbine | 5 | PCE | Germany |  |  | DPPPG-70118563 | MBGNE63000/0006 | P0045055800 | P0045152400 | 2306 | S-2306-0019-A-23-3510-48837725-N | 667.88 | 480.881 | 24.13 | 269 | 99 | 95 | SIK240500358855 | 22408572 |  | N | N
Polo | Siemens Gas and Power GmbH & Co. KG Berlin | TPGT | SUPPORTS, INSULATION, FIELD ASSY.,COMPL. |  | SOPORTE | HOLDER | 3510 | 23MB 300 | Gas Turbine | 1 | PCE | Germany |  |  | DPPPG-70118581 | MBGNE63000/0007 | P0045055800 | P0045152500 | 2306 | S-2306-0019-A-23-3510-48837725-N | 667.88 | 480.881 | 3.69 | 269 | 99 | 95 | SIK240500358855 | 22408573 |  | N | N
Polo | Siemens Gas and Power GmbH & Co. KG Berlin | TPGT | SUPPORTS, INSULATION, FIELD ASSY.,COMPL. |  | SOPORTE | HOLDER | 3510 | 23MB 300 | Gas Turbine | 22 | PCE | Germany |  |  | DPPPG-70122495 | MBGNE63000/0008 | P0045055800 | P0045152600 | 2306 | S-2306-0019-A-23-3510-48837725-N | 667.88 | 480.881 | 34.21 | 269 | 99 | 95 | SIK240500358855 | 22408574 |  | N | N
Polo | Siemens Gas and Power GmbH & Co. KG Berlin | TPGT | SUPPORTS, INSULATION, FIELD ASSY.,COMPL. |  | SOPORTE | HOLDER | 3510 | 23MB 300 | Gas Turbine | 30 | PCE | Germany |  |  | DPPPG-70122496 | MBGNE63000/0009 | P0045055800 | P0045152700 | 2306 | S-2306-0019-A-23-3510-48837725-N | 667.88 | 480.881 | 44.28 | 269 | 99 | 95 | SIK240500358855 | 22408575 |  | N | N
Polo | Siemens Gas and Power GmbH & Co. KG Berlin | TPGT | SUPPORTS, INSULATION, FIELD ASSY.,COMPL. |  | SOPORTE | HOLDER | 3510 | 23MB 300 | Gas Turbine | 5 | PCE | Germany |  |  | DPPPG-70122497 | MBGNE63000/0010 | P0045055800 | P0045152800 | 2306 | S-2306-0019-A-23-3510-48837725-N | 667.88 | 480.881 | 25.36 | 269 | 99 | 95 | SIK240500358855 | 22408576 |  | N | N
Polo | Siemens Gas and Power GmbH & Co. KG Berlin | TPGT | SUPPORTS, INSULATION, FIELD ASSY.,COMPL. |  | SOPORTE | HOLDER | 3510 | 23MB 300 | Gas Turbine | 1 | PCE | Germany |  |  | DPPPG-70122498 | MBGNE63000/0011 | P0045055800 | P0047311100 | 2306 | S-2306-0019-A-23-3510-48837725-N | 667.88 | 480.881 | 3.66 | 269 | 99 | 95 | SIK240500358855 | 22408577 |  | N | N
Polo | Siemens Gas and Power GmbH & Co. KG Berlin | TPGT | SUPPORTS, INSULATION, FIELD ASSY.,COMPL. |  | SOPORTE | HOLDER | 3510 | 23MB 300 | Gas Turbine | 7 | PCE | Germany |  |  | DPPPG-70122499 | MBGNE63000/0012 | P0045055800 | P0047311200 | 2306 | S-2306-0019-A-23-3510-48837725-N | 667.88 | 480.881 | 8.12 | 269 | 99 | 95 | SIK240500358855 | 22408578 |  | N | N
Polo | Siemens Gas and Power GmbH & Co. KG Berlin | TPGT | SUPPORTS, INSULATION, FIELD ASSY.,COMPL. |  | SOPORTE | HOLDER | 3510 | 23MB 300 | Gas Turbine | 10 | PCE | Germany |  |  | DPPPG-70122500 | MBGNE63000/0013 | P0045055800 | P0047311300 | 2306 | S-2306-0019-A-23-3510-48837725-N | 667.88 | 480.881 | 13 | 269 | 99 | 95 | SIK240500358855 | 22408579 |  | N | N
Polo | Siemens Gas and Power GmbH & Co. KG Berlin | TPGT | SUPPORTS, INSULATION, FIELD ASSY.,COMPL. |  | SOPORTE | HOLDER | 3510 | 23MB 300 | Gas Turbine | 8 | PCE | Germany |  |  | DPPPG-70122501 | MBGNE63000/0014 | P0045055800 | P0047311400 | 2306 | S-2306-0019-A-23-3510-48837725-N | 667.88 | 480.881 | 9.88 | 269 | 99 | 95 | SIK240500358855 | 22408580 |  | N | N
Polo | Siemens Gas and Power GmbH & Co. KG Berlin | TPGT | SUPPORTS, INSULATION, FIELD ASSY.,COMPL. |  | SOPORTE | HOLDER | 3510 | 23MB 300 | Gas Turbine | 2 | PCE | Germany |  |  | DPPPG-70122502 | MBGNE63000/0015 | P0045055800 | P0047311500 | 2306 | S-2306-0019-A-23-3510-48837725-N | 667.88 | 480.881 | 2.47 | 269 | 99 | 95 | SIK240500358855 | 22408581 |  | N | N
Polo | Siemens Gas and Power GmbH & Co. KG Berlin | TPGT | SUPPORTS, INSULATION, FIELD ASSY.,COMPL. |  | SOPORTE | HOLDER | 3510 | 23MB 300 | Gas Turbine | 2 | PCE | Germany |  |  | DPPPG-70122503 | MBGNE63000/0016 | P0045055800 | P0047311700 | 2306 | S-2306-0019-A-23-3510-48837725-N | 667.88 | 480.881 | 2.504 | 269 | 99 | 95 | SIK240500358855 | 22408582 |  | N | N
Polo | Siemens Gas and Power GmbH & Co. KG Berlin | TPGT | SUPPORTS, INSULATION, FIELD ASSY.,COMPL. |  | SOPORTE | HOLDER | 3510 | 23MB 300 | Gas Turbine | 8 | PCE | Germany |  |  | DPPPG-70122504 | MBGNE63000/0017 | P0045055800 | P0047311800 | 2306 | S-2306-0019-A-23-3510-48837725-N | 667.88 | 480.881 | 10.48 | 269 | 99 | 95 | SIK240500358855 | 22408583 |  | N | N
Polo | Siemens Gas and Power GmbH & Co. KG Berlin | TPGT | SUPPORTS, INSULATION, FIELD ASSY.,COMPL. |  | SOPORTE | HOLDER | 3510 | 23MB 300 | Gas Turbine | 2 | PCE | Germany |  |  | DPPPG-70122505 | MBGNE63000/0018 | P0045055800 | P0047311900 | 2306 | S-2306-0019-A-23-3510-48837725-N | 667.88 | 480.881 | 2.04 | 269 | 99 | 95 | SIK240500358855 | 22408584 |  | N | N
Polo | Siemens Gas and Power GmbH & Co. KG Berlin | TPGT | SUPPORTS, INSULATION, FIELD ASSY.,COMPL. |  | SOPORTE | HOLDER | 3510 | 23MB 300 | Gas Turbine | 7 | PCE | Germany |  |  | DPPPG-70122506 | MBGNE63000/0019 | P0045055800 | P0047312000 | 2306 | S-2306-0019-A-23-3510-48837725-N | 667.88 | 480.881 | 11.235 | 269 | 99 | 95 | SIK240500358855 | 22408585 |  | N | N
Polo | Siemens Gas and Power GmbH & Co. KG Berlin | TPGT | SUPPORTS, INSULATION, FIELD ASSY.,COMPL. |  | SOPORTE | HOLDER | 3510 | 23MB 300 | Gas Turbine | 2 | PCE | Germany |  |  | DPPPG-70122507 | MBGNE63000/0020 | P0045055800 | P0047312100 | 2306 | S-2306-0019-A-23-3510-48837725-N | 667.88 | 480.881 | 2.1 | 269 | 99 | 95 | SIK240500358855 | 22408586 |  | N | N
Polo | Siemens Gas and Power GmbH & Co. KG Berlin | TPGT | SUPPORTS, INSULATION, FIELD ASSY.,COMPL. |  | SOPORTE | HOLDER | 3510 | 23MB 300 | Gas Turbine | 2 | PCE | Germany |  |  | DPPPG-70122508 | MBGNE63000/0021 | P0045055800 | P0047312300 | 2306 | S-2306-0019-A-23-3510-48837725-N | 667.88 | 480.881 | 2.72 | 269 | 99 | 95 | SIK240500358855 | 22408587 |  | N | N
Polo | Siemens Gas and Power GmbH & Co. KG Berlin | TPGT | SUPPORTS, INSULATION, FIELD ASSY.,COMPL. |  | SOPORTE | HOLDER | 3510 | 23MB 300 | Gas Turbine | 2 | PCE | Germany |  |  | DPPPG-70122509 | MBGNE63000/0022 | P0045055800 | P0047312500 | 2306 | S-2306-0019-A-23-3510-48837725-N | 667.88 | 480.881 | 2.64 | 269 | 99 | 95 | SIK240500358855 | 22408588 |  | N | N
Polo | Siemens Gas and Power GmbH & Co. KG Berlin | TPGT | SUPPORTS, INSULATION, FIELD ASSY.,COMPL. |  | SOPORTE | HOLDER | 3510 | 23MB 300 | Gas Turbine | 30 | PCE | Germany |  |  | DPPPG-70122510 | MBGNE63000/0023 | P0045055800 | P0047312600 | 2306 | S-2306-0019-A-23-3510-48837725-N | 667.88 | 480.881 | 38.55 | 269 | 99 | 95 | SIK240500358855 | 22408589 |  | N | N
Polo | Siemens Gas and Power GmbH & Co. KG Berlin | TPGT | SUPPORTS, INSULATION, FIELD ASSY.,COMPL. |  | SOPORTE | HOLDER | 3510 | 23MB 300 | Gas Turbine | 4 | PCE | Germany |  |  | DPPPG-70122511 | MBGNE63000/0024 | P0045055800 | P0047312700 | 2306 | S-2306-0019-A-23-3510-48837725-N | 667.88 | 480.881 | 4.68 | 269 | 99 | 95 | SIK240500358855 | 22408590 |  | N | N
Polo | Siemens Gas and Power GmbH & Co. KG Berlin | TPGT | SUPPORTS, INSULATION, FIELD ASSY.,COMPL. |  | SOPORTE | HOLDER | 3510 | 23MB 300 | Gas Turbine | 2 | PCE | Germany |  |  | DPPPG-70122512 | MBGNE63000/0025 | P0045055800 | P0047312800 | 2306 | S-2306-0019-A-23-3510-48837725-N | 667.88 | 480.881 | 4.5 | 269 | 99 | 95 | SIK240500358855 | 22408591 |  | N | N
Polo | Siemens Gas and Power GmbH & Co. KG Berlin | TPGT | SUPPORTS, INSULATION, FIELD ASSY.,COMPL. |  | SOPORTE | HOLDER | 3510 | 23MB 300 | Gas Turbine | 2 | PCE | Germany |  |  | DPPPG-70122513 | MBGNE63000/0026 | P0045055800 | P0047312900 | 2306 | S-2306-0019-A-23-3510-48837725-N | 667.88 | 480.881 | 3.49 | 269 | 99 | 95 | SIK240500358855 | 22408592 |  | N | N
Polo | Siemens Gas and Power GmbH & Co. KG Berlin | TPGT | SUPPORTS, INSULATION, FIELD ASSY.,COMPL. |  | SOPORTE | HOLDER | 3510 | 23MB 300 | Gas Turbine | 2 | PCE | Germany |  |  | DPPPG-70122514 | MBGNE63000/0027 | P0045055800 | P0047313000 | 2306 | S-2306-0019-A-23-3510-48837725-N | 667.88 | 480.881 | 2.4 | 269 | 99 | 95 | SIK240500358855 | 22408593 |  | N | N
Polo | Siemens Gas and Power GmbH & Co. KG Berlin | TPGT | SUPPORTS, INSULATION, FIELD ASSY.,COMPL. |  | SOPORTE | HOLDER | 3510 | 23MB 300 | Gas Turbine | 7 | PCE | Germany |  |  | DPPPG-70122516 | MBGNE63000/0028 | P0045055800 | P0047313200 | 2306 | S-2306-0019-A-23-3510-48837725-N | 667.88 | 480.881 | 8.4 | 269 | 99 | 95 | SIK240500358855 | 22408594 |  | N | N
Polo | Siemens Gas and Power GmbH & Co. KG Berlin | TPGT | SUPPORTS, INSULATION, FIELD ASSY.,COMPL. |  | SOPORTE | HOLDER | 3510 | 23MB 300 | Gas Turbine | 14 | PCE | Germany |  |  | DPPPG-70122517 | MBGNE63000/0029 | P0045055800 | P0047313300 | 2306 | S-2306-0019-A-23-3510-48837725-N | 667.88 | 480.881 | 14.07 | 269 | 99 | 95 | SIK240500358855 | 22408595 |  | N | N
Polo | Siemens Gas and Power GmbH & Co. KG Berlin | TPGT | SUPPORTS, INSULATION, FIELD ASSY.,COMPL. |  | SOPORTE | HOLDER | 3510 | 23MB 300 | Gas Turbine | 1 | PCE | Germany |  |  | DPPPG-70122518 | MBGNE63000/0030 | P0045055800 | P0047313400 | 2306 | S-2306-0019-A-23-3510-48837725-N | 667.88 | 480.881 | 1.29 | 269 | 99 | 95 | SIK240500358855 | 22408596 |  | N | N
Polo | Siemens Gas and Power GmbH & Co. KG Berlin | TPGT | SUPPORTS, INSULATION, FIELD ASSY.,COMPL. |  | SOPORTE | HOLDER | 3510 | 23MB 300 | Gas Turbine | 11 | PCE | Germany |  |  | DPPPG-70122519 | MBGNE63000/0031 | P0045055800 | P0047313500 | 2306 | S-2306-0019-A-23-3510-48837725-N | 667.88 | 480.881 | 11.22 | 269 | 99 | 95 | SIK240500358855 | 22408597 |  | N | N
Polo | Siemens Gas and Power GmbH & Co. KG Berlin | TPGT | SUPPORTS, INSULATION, FIELD ASSY.,COMPL. |  | SOPORTE | HOLDER | 3510 | 23MB 300 | Gas Turbine | 13 | PCE | Germany |  |  | DPPPG-70122520 | MBGNE63000/0032 | P0045055800 | P0047313600 | 2306 | S-2306-0019-A-23-3510-48837725-N | 667.88 | 480.881 | 20.735 | 269 | 99 | 95 | SIK240500358855 | 22408598 |  | N | N
Polo | Siemens Gas and Power GmbH & Co. KG Berlin | TPGT | SUPPORTS, INSULATION, FIELD ASSY.,COMPL. |  | SOPORTE | HOLDER | 3510 | 23MB 300 | Gas Turbine | 6 | PCE | Germany |  |  | DPPPG-70122522 | MBGNE63000/0033 | P0045055800 | P0047313800 | 2306 | S-2306-0019-A-23-3510-48837725-N | 667.88 | 480.881 | 6.54 | 269 | 99 | 95 | SIK240500358855 | 22408599 |  | N | N
Polo | Siemens Gas and Power GmbH & Co. KG Berlin | TPGT | SUPPORTS, INSULATION, FIELD ASSY.,COMPL. |  | SOPORTE | HOLDER | 3510 | 23MB 300 | Gas Turbine | 6 | PCE | Germany |  |  | DPPPG-70122523 | MBGNE63000/0034 | P0045055800 | P0047313900 | 2306 | S-2306-0019-A-23-3510-48837725-N | 667.88 | 480.881 | 6.54 | 269 | 99 | 95 | SIK240500358855 | 22408600 |  | N | N
Polo | Siemens Gas and Power GmbH & Co. KG Berlin | TPGT | SUPPORTS, INSULATION, FIELD ASSY.,COMPL. |  | TUERCA HEXAGONAL | HEXAGON NUT | 3510 | 23MB 300 | Gas Turbine | 727 | PCE | Germany |  |  |  | MBGNE63000/0101 | P0045055800 | PG0040619900 | 2306 | S-2306-0019-A-23-3510-48837725-N | 667.88 | 480.881 | 32.716 | 269 | 99 | 95 | SIK240500358855 | 22408601 |  | N | N
Polo | Siemens Gas and Power GmbH & Co. KG Berlin | TPGT | SUPPORTS, INSULATION, FIELD ASSY.,COMPL. |  | DISCO | DISC | 3510 | 23MB 300 | Gas Turbine | 899 | PCE | Germany |  |  |  | MBGNE63000/0102 | P0045055800 | PG0040620300 | 2306 | S-2306-0019-A-23-3510-48837725-N | 667.88 | 480.881 | 1.798 | 269 | 99 | 95 | SIK240500358855 | 22408602 |  | N | N
Polo | Siemens Gas and Power GmbH & Co. KG Berlin | TPGT | SUPPORTS, INSULATION, FIELD ASSY.,COMPL. |  | GLASS FIBER FABRIC TAPE | GLASS FIBER FABRIC TAPE | 3510 | 23MB 300 | Gas Turbine | 415 | PCE | Germany |  |  |  | MBGNE63000/0103 | P0045055800 | P0023166200 | 2306 | S-2306-0019-A-23-3510-48837725-N | 667.88 | 480.881 | 12.035 | 269 | 99 | 95 | SIK240500358855 | 22408603 |  | N | N
Polo | Siemens Gas and Power GmbH & Co. KG Berlin | TPGT | SUPPORTS, INSULATION, FIELD ASSY.,COMPL. |  | TORNILLO HEXAGONAL | HEXAGON SCREW | 3510 | 23MB 300 | Gas Turbine | 344 | PCE | Germany |  |  |  | MBGNE63000/0104 | P0045055800 | PG0040571800 | 2306 | S-2306-0019-A-23-3510-48837725-N | 667.88 | 480.881 | 4.128 | 269 | 99 | 95 | SIK240500358855 | 22408604 |  | N | N
Polo | Siemens Gas and Power GmbH & Co. KG Berlin | TPGT | SUPPORTS, INSULATION, FIELD ASSY.,COMPL. |  | TORNILLO HEXAGONAL | HEXAGON SCREW | 3510 | 23MB 300 | Gas Turbine | 24 | PCE | Germany |  |  |  | MBGNE63000/0105 | P0045055800 | P0042995500 | 2306 | S-2306-0019-A-23-3510-48837725-N | 667.88 | 480.881 | 0.96 | 269 | 99 | 95 | SIK240500358855 | 22408605 |  | N | N
Polo | Siemens Gas and Power GmbH & Co. KG Berlin | TPGT | CONTROL VALVES, COOLING AIR |  | CONTROL BUTTERFLY VALVE, CERTIFIED | CONTROL BUTTERFLY VALVE, CERTIFIED | 3510 | 23MB 300 | Gas Turbine | 1 | PCE | Finland |  |  |  | MBMBH1A000/0001 | P0007547400 | P0007461100 | 2306 | S-2306-0020-A-23-3510-48837725-N | 639 | 396 | 78 | 231 | 121 | 66 | SIK240500357286 | 22408666 |  | N | N
Polo | Siemens Gas and Power GmbH & Co. KG Berlin | TPGT | CONTROL VALVES, COOLING AIR |  | CONTROL BUTTERFLY VALVE, CERTIFIED | CONTROL BUTTERFLY VALVE, CERTIFIED | 3510 | 23MB 300 | Gas Turbine | 1 | PCE | Finland |  |  |  | MBMBH1A000/0002 | P0007547400 | P0007461200 | 2306 | S-2306-0020-A-23-3510-48837725-N | 639 | 396 | 78 | 231 | 121 | 66 | SIK240500357286 | 22408667 |  | N | N
Polo | Siemens Gas and Power GmbH & Co. KG Berlin | TPGT | CONTROL VALVES, COOLING AIR |  | CONTROL BUTTERFLY VALVE, CERTIFIED | CONTROL BUTTERFLY VALVE, CERTIFIED | 3510 | 23MB 300 | Gas Turbine | 2 | PCE | Finland |  |  |  | MBMBH1A000/0003 | P0007547400 | P0007459000 | 2306 | S-2306-0020-A-23-3510-48837725-N | 639 | 396 | 240 | 231 | 121 | 66 | SIK240500357286 | 22408668 |  | N | N
Polo | Siemens Gas and Power GmbH & Co. KG Berlin | TPGT | CONTROL BUTTERFLY VALVE,CERTIFIED |  | CONTROL BUTTERFLY VALVE, CERTIFIED | CONTROL BUTTERFLY VALVE, CERTIFIED | 3510 | 23MB 300 | Gas Turbine | 1 | PCE | Finland |  |  |  | MBMBH1A000/0001 | P0007547400 | P0007461100 | 2306 | S-2306-0021-A-23-3510-48837725-N | 163 | 78 | 78 | 139 | 79 | 100 | SIK240500359401 | 22452877 |  | N | N
Polo | Siemens Gas and Power GmbH & Co. KG Berlin | TPGT | CONTROL BUTTERFLY VALVE,CERTIFIED |  | CONTROL BUTTERFLY VALVE, CERTIFIED | CONTROL BUTTERFLY VALVE, CERTIFIED | 3510 | 23MB 300 | Gas Turbine | 1 | PCE | Finland |  |  |  | MBMBH1A000/0002 | P0007547400 | P0007461200 | 2306 | S-2306-0022-A-23-3510-48837725-N | 163 | 78 | 78 | 139 | 79 | 100 | SIK240500359401 | 22452878 |  | N | N
Polo | Siemens Gas and Power GmbH & Co. KG Berlin | TPGT | CONTROL BUTTERFLY VALVE,CERTIFIED |  | CONTROL BUTTERFLY VALVE, CERTIFIED | CONTROL BUTTERFLY VALVE, CERTIFIED | 3510 | 23MB 300 | Gas Turbine | 1 | PCE | Finland |  |  |  | MBMBH1A000/0003 | P0007547400 | P0007459000 | 2306 | S-2306-0023-A-23-3510-48837725-N | 205 | 120 | 120 | 139 | 79 | 100 | SIK240500359401 | 22452879 |  | N | N
Polo | Siemens Gas and Power GmbH & Co. KG Berlin | TPGT | CONTROL BUTTERFLY VALVE,CERTIFIED |  | CONTROL BUTTERFLY VALVE, CERTIFIED | CONTROL BUTTERFLY VALVE, CERTIFIED | 3510 | 23MB 300 | Gas Turbine | 1 | PCE | Finland |  |  |  | MBMBH1A000/0003 | P0007547400 | P0007459000 | 2306 | S-2306-0024-A-23-3510-48837725-N | 205 | 120 | 120 | 139 | 79 | 100 | SIK240500359401 | 22452880 |  | N | N
Polo | Siemens Gas and Power GmbH & Co. KG Berlin | TPGT | INSTRUMENTS COMPRESSOR BEARING FIELD |  | SENSOR DE ACELERADA | ACCELEROMETER | 3510 | 23MB 300 | Gas Turbine | 2 | PCE | Switzerland |  |  |  | MBMBD1D000/0002 | P0047773200 | P0001688900 | 2306 | S-2306-0025-A-23-3510-48837725-N | 153.096 | 58.096 | 1.8 | 329 | 49 | 45 | SIK240500359972 | 22466536 |  | N | N
Polo | Siemens Gas and Power GmbH & Co. KG Berlin | TPGT | INSTRUMENTS COMPRESSOR BEARING FIELD |  | AMPLIFICADOR | AMPLIFIER | 3510 | 23MB 300 | Gas Turbine | 2 | PCE | Switzerland |  |  |  | MBMBD1D000/0004 | P0047773200 | P0001689100 | 2306 | S-2306-0025-A-23-3510-48837725-N | 153.096 | 58.096 | 0.5 | 329 | 49 | 45 | SIK240500359972 | 22466537 |  | N | N
Polo | Siemens Gas and Power GmbH & Co. KG Berlin | TPGT | INSTRUMENTS COMPRESSOR BEARING FIELD |  | INDUSTRY BOX | INDUSTRY BOX | 3510 | 23MB 300 | Gas Turbine | 1 | PCE | Switzerland |  |  |  | MBMBD1D000/0005 | P0047773200 | P0043156700 | 2306 | S-2306-0025-A-23-3510-48837725-N | 153.096 | 58.096 | 6.2 | 329 | 49 | 45 | SIK240500359972 | 22466538 |  | N | N
Polo | Siemens Gas and Power GmbH & Co. KG Berlin | TPGT | INSTRUMENTS COMPRESSOR BEARING FIELD |  | TUERCA HEXAGONAL | HEXAGON NUT | 3510 | 23MB 300 | Gas Turbine | 8 | PCE | China P.R. |  |  |  | MBMBD1D000/0201 | P0047773200 | PB0000000003 | 2306 | S-2306-0025-A-23-3510-48837725-N | 153.096 | 58.096 | 0.016 | 329 | 49 | 45 | SIK240500359972 | 22466539 |  | N | N
Polo | Siemens Gas and Power GmbH & Co. KG Berlin | TPGT | INSTRUMENTS COMPRESSOR BEARING FIELD |  | TORNILLO CILINDRICO | SCREW SOCKET HEAD | 3510 | 23MB 300 | Gas Turbine | 8 | PCE | Italy |  |  |  | MBMBD1D000/0044 | P0047773200 | PB0000013646 | 2306 | S-2306-0025-A-23-3510-48837725-N | 153.096 | 58.096 | 0.064 | 329 | 49 | 45 | SIK240500359972 | 22466540 |  | N | N
Polo | Siemens Gas and Power GmbH & Co. KG Berlin | TPGT | INSTRUMENTS COMPRESSOR BEARING FIELD |  | SENSOR, SHAFT VIBRATIONS | SENSOR, SHAFT VIBRATIONS | 3510 | 23MB 300 | Gas Turbine | 1 | PCE | Switzerland |  |  |  | MBMBD1D000/0051 | P0047773200 | P0006418600 | 2306 | S-2306-0025-A-23-3510-48837725-N | 153.096 | 58.096 | 0.9 | 329 | 49 | 45 | SIK240500359972 | 22466541 |  | N | N
Polo | Siemens Gas and Power GmbH & Co. KG Berlin | TPGT | INSTRUMENTS COMPRESSOR BEARING FIELD |  | AMPLIFICADOR | AMPLIFIER | 3510 | 23MB 300 | Gas Turbine | 3 | PCE | Switzerland |  |  |  | MBMBD1D000/0052 | P0047773200 | P0006419600 | 2306 | S-2306-0025-A-23-3510-48837725-N | 153.096 | 58.096 | 0.465 | 329 | 49 | 45 | SIK240500359972 | 22466542 |  | N | N
Polo | Siemens Gas and Power GmbH & Co. KG Berlin | TPGT | INSTRUMENTS COMPRESSOR BEARING FIELD |  | INDUSTRY BOX | INDUSTRY BOX | 3510 | 23MB 300 | Gas Turbine | 1 | PCE | Switzerland |  |  |  | MBMBD1D000/0053 | P0047773200 | P0043154500 | 2306 | S-2306-0025-A-23-3510-48837725-N | 153.096 | 58.096 | 6.2 | 329 | 49 | 45 | SIK240500359972 | 22466543 |  | N | N
Polo | Siemens Gas and Power GmbH & Co. KG Berlin | TPGT | INSTRUMENTS COMPRESSOR BEARING FIELD |  | BRIDA | FLANGE | 3510 | 23MB 300 | Gas Turbine | 2 | PCE | Germany |  |  | 54KF04-MBD1D-101-A02 | MBMBD1D000/0055/0001 |  | PG0030256800 | 2306 | S-2306-0025-A-23-3510-48837725-N | 153.096 | 58.096 | 2.84 | 329 | 49 | 45 | SIK240500359972 | 22466544 |  | N | N
Polo | Siemens Gas and Power GmbH & Co. KG Berlin | TPGT | INSTRUMENTS COMPRESSOR BEARING FIELD |  | ANILLO TOROIDAL | O-RING | 3510 | 23MB 300 | Gas Turbine | 2 | PCE | Italy |  |  | DIN3771 | MBMBD1D000/0055/0002 |  | PB0000277706 | 2306 | S-2306-0025-A-23-3510-48837725-N | 153.096 | 58.096 | 0.006 | 329 | 49 | 45 | SIK240500359972 | 22466545 |  | N | N
Polo | Siemens Gas and Power GmbH & Co. KG Berlin | TPGT | INSTRUMENTS COMPRESSOR BEARING FIELD |  | TORNILLO CILINDRICO | SCREW SOCKET HEAD | 3510 | 23MB 300 | Gas Turbine | 8 | PCE | Italy |  |  |  | MBMBD1D000/0055/0003 |  | PB0000169573 | 2306 | S-2306-0025-A-23-3510-48837725-N | 153.096 | 58.096 | 0.112 | 329 | 49 | 45 | SIK240500359972 | 22466546 |  | N | N
Polo | Siemens Gas and Power GmbH & Co. KG Berlin | TPGT | INSTRUMENTS COMPRESSOR BEARING FIELD |  | DISCO PAREJA | LOCKING WASHERS | 3510 | 23MB 300 | Gas Turbine | 8 | PCE | Sweden |  |  |  | MBMBD1D000/0055/0004 |  | PB0000205162 | 2306 | S-2306-0025-A-23-3510-48837725-N | 153.096 | 58.096 | 0.016 | 329 | 49 | 45 | SIK240500359972 | 22466547 |  | N | N
Polo | Siemens Gas and Power GmbH & Co. KG Berlin | TPGT | INSTRUMENTS COMPRESSOR BEARING FIELD |  | POSITION INDICATOR SYSTEM | POSITION INDICATOR SYSTEM | 3510 | 23MB 300 | Gas Turbine | 2 | PCE | Germany |  |  |  | MBMBD1D000/0055/0006 |  | PG0030265400 | 2306 | S-2306-0025-A-23-3510-48837725-N | 153.096 | 58.096 | 3.24 | 329 | 49 | 45 | SIK240500359972 | 22466548 |  | N | N
Polo | Siemens Gas and Power GmbH & Co. KG Berlin | TPGT | INSTRUMENTS COMPRESSOR BEARING FIELD |  | MAGNET FIELD DETECTOR | MAGNET FIELD DETECTOR | 3510 | 23MB 300 | Gas Turbine | 6 | PCE | Germany |  |  |  | MBMBD1D000/0060 | P0047773200 | P0016947000 | 2306 | S-2306-0025-A-23-3510-48837725-N | 153.096 | 58.096 | 2.322 | 329 | 49 | 45 | SIK240500359972 | 22466549 |  | N | N
Polo | Siemens Gas and Power GmbH & Co. KG Berlin | TPGT | INSTRUMENTS COMPRESSOR BEARING FIELD |  | MOUNTING PLATE | MOUNTING PLATE | 3510 | 23MB 300 | Gas Turbine | 1 | PCE | Germany |  |  | DPPPG-70118529 | MBMBD1D000/0073 | P0047773200 | P0046532000 | 2306 | S-2306-0025-A-23-3510-48837725-N | 153.096 | 58.096 | 9.06 | 329 | 49 | 45 | SIK240500359972 | 22466550 |  | N | N
Polo | Siemens Gas and Power GmbH & Co. KG Berlin | TPGT | INSTRUMENTS COMPRESSOR BEARING FIELD |  | JUNCTION BOX, ELECTRICAL | JUNCTION BOX, ELECTRICAL | 3510 | 23MB 300 | Gas Turbine | 1 | PCE | Germany |  |  | DPPPG-70110632 | MBMBD1D000/0084 | P0047773200 | P0042908800 | 2306 | S-2306-0025-A-23-3510-48837725-N | 153.096 | 58.096 | 8.9 | 329 | 49 | 45 | SIK240500359972 | 22466551 |  | N | N
Polo | Siemens Gas and Power GmbH & Co. KG Berlin | TPGT | INSTRUMENTS COMPRESSOR BEARING FIELD |  | ANGULO | ANGLE | 3510 | 23MB 300 | Gas Turbine | 2 | PCE | Germany |  |  | 33-9004-41300/086 | MBMBD1D000/0086 | P0047773200 | PB0000251050 | 2306 | S-2306-0025-A-23-3510-48837725-N | 153.096 | 58.096 | 3.116 | 329 | 49 | 45 | SIK240500359972 | 22466552 |  | N | N
Polo | Siemens Gas and Power GmbH & Co. KG Berlin | TPGT | INSTRUMENTS COMPRESSOR BEARING FIELD |  | TORNILLO HEXAGONAL | HEXAGON SCREW | 3510 | 23MB 300 | Gas Turbine | 4 | PCE | Thailand |  |  |  | MBMBD1D000/0087 | P0047773200 | PB0000009138 | 2306 | S-2306-0025-A-23-3510-48837725-N | 153.096 | 58.096 | 0.052 | 329 | 49 | 45 | SIK240500359972 | 22466553 |  | N | N
Polo | Siemens Gas and Power GmbH & Co. KG Berlin | TPGT | INSTRUMENTS COMPRESSOR BEARING FIELD |  | TORNILLO HEXAGONAL | HEXAGON SCREW | 3510 | 23MB 300 | Gas Turbine | 2 | PCE | Thailand |  |  |  | MBMBD1D000/0088 | P0047773200 | PB0000001031 | 2306 | S-2306-0025-A-23-3510-48837725-N | 153.096 | 58.096 | 0.03 | 329 | 49 | 45 | SIK240500359972 | 22466554 |  | N | N
Polo | Siemens Gas and Power GmbH & Co. KG Berlin | TPGT | INSTRUMENTS COMPRESSOR BEARING FIELD |  | DISCO | DISC | 3510 | 23MB 300 | Gas Turbine | 12 | PCE | Germany |  |  |  | MBMBD1D000/0089 | P0047773200 | PB0000007076 | 2306 | S-2306-0025-A-23-3510-48837725-N | 153.096 | 58.096 | 0.024 | 329 | 49 | 45 | SIK240500359972 | 22466555 |  | N | N
Polo | Siemens Gas and Power GmbH & Co. KG Berlin | TPGT | INSTRUMENTS COMPRESSOR BEARING FIELD |  | TUERCA HEXAGONAL | HEXAGON NUT | 3510 | 23MB 300 | Gas Turbine | 6 | PCE | Germany |  |  |  | MBMBD1D000/0090 | P0047773200 | PB0000018446 | 2306 | S-2306-0025-A-23-3510-48837725-N | 153.096 | 58.096 | 0.036 | 329 | 49 | 45 | SIK240500359972 | 22466556 |  | N | N
Polo | Siemens Gas and Power GmbH & Co. KG Berlin | TPGT | INSTRUMENTS COMPRESSOR BEARING FIELD |  | REMACHE REDONDO ESTRIADO | ROUND HEAD GROOVED PIN | 3510 | 23MB 300 | Gas Turbine | 35 | PCE | Germany |  |  |  | MBMBD1D000/0146 | P0047773200 | PB0000001182 | 2306 | S-2306-0025-A-23-3510-48837725-N | 153.096 | 58.096 | 0.035 | 329 | 49 | 45 | SIK240500359972 | 22466557 |  | N | N
Polo | Siemens Gas and Power GmbH & Co. KG Berlin | TPGT | INSTRUMENTS COMPRESSOR BEARING FIELD |  | PORTADOR DE PLACA | PLATE BRACKET | 3510 | 23MB 300 | Gas Turbine | 10 | PCE | Germany |  |  |  | MBMBD1D000/0147/0001 |  | PB0000001662 | 2306 | S-2306-0025-A-23-3510-48837725-N | 153.096 | 58.096 | 0.07 | 329 | 49 | 45 | SIK240500359972 | 22466558 |  | N | N
Polo | Siemens Gas and Power GmbH & Co. KG Berlin | TPGT | INSTRUMENTS COMPRESSOR BEARING FIELD |  | ABRAZADERA DE MANGUERA | HOSE CLIP | 3510 | 23MB 300 | Gas Turbine | 10 | PCE | Germany |  |  |  | MBMBD1D000/0147/0002 |  | PB0000000969 | 2306 | S-2306-0025-A-23-3510-48837725-N | 153.096 | 58.096 | 0.13 | 329 | 49 | 45 | SIK240500359972 | 22466559 |  | N | N
Polo | Siemens Gas and Power GmbH & Co. KG Berlin | TPGT | INSTRUMENTS COMPRESSOR BEARING FIELD |  | REMACHE CIEGA | BLIND RIVET | 3510 | 23MB 300 | Gas Turbine | 20 | PCE | China P.R. |  |  |  | MBMBD1D000/0147/0003 |  | PB0000001106 | 2306 | S-2306-0025-A-23-3510-48837725-N | 153.096 | 58.096 | 0.02 | 329 | 49 | 45 | SIK240500359972 | 22466560 |  | N | N
Polo | Siemens Gas and Power GmbH & Co. KG Berlin | TPGT | INSTRUMENTS COMPRESSOR BEARING FIELD |  | TORNILLO HEXAGONAL | HEXAGON SCREW | 3510 | 23MB 300 | Gas Turbine | 60 | PCE | Taiwan |  |  |  | MBMBD1D000/0150 | P0047773200 | PB0000011914 | 2306 | S-2306-0025-A-23-3510-48837725-N | 153.096 | 58.096 | 0.12 | 329 | 49 | 45 | SIK240500359972 | 22466561 |  | N | N
Polo | Siemens Gas and Power GmbH & Co. KG Berlin | TPGT | INSTRUMENTS COMPRESSOR BEARING FIELD |  | TORNILLO CILINDRICO | SCREW SOCKET HEAD | 3510 | 23MB 300 | Gas Turbine | 8 | PCE | Germany |  |  |  | MBMBD1D000/0160 | P0047773200 | PB0000000415 | 2306 | S-2306-0025-A-23-3510-48837725-N | 153.096 | 58.096 | 0.16 | 329 | 49 | 45 | SIK240500359972 | 22466562 |  | N | N
Polo | Siemens Gas and Power GmbH & Co. KG Berlin | TPGT | INSTRUMENTS COMPRESSOR BEARING FIELD |  | TUERCA HEXAGONAL | HEXAGON NUT | 3510 | 23MB 300 | Gas Turbine | 8 | PCE | China P.R. |  |  |  | MBMBD1D000/0161 | P0047773200 | P0002342000 | 2306 | S-2306-0025-A-23-3510-48837725-N | 153.096 | 58.096 | 0.04 | 329 | 49 | 45 | SIK240500359972 | 22466563 |  | N | N
Polo | Siemens Gas and Power GmbH & Co. KG Berlin | TPGT | INSTRUMENTS COMPRESSOR BEARING FIELD |  | ARANDELA DENTADA | TOOTHED LOCK WASHER | 3510 | 23MB 300 | Gas Turbine | 8 | PCE | Italy |  |  |  | MBMBD1D000/0221 | P0047773200 | PB0000009158 | 2306 | S-2306-0025-A-23-3510-48837725-N | 153.096 | 58.096 | 0.008 | 329 | 49 | 45 | SIK240500359972 | 22466564 |  | N | N
Polo | Siemens Gas and Power GmbH & Co. KG Berlin | TPGT | INSTRUMENTS COMPRESSOR BEARING FIELD |  | TORNILLO CILINDRICO | SCREW SOCKET HEAD | 3510 | 23MB 300 | Gas Turbine | 4 | PCE | Italy |  |  |  | MBMBD1D000/0200 | P0047773200 | PB0000000409 | 2306 | S-2306-0025-A-23-3510-48837725-N | 153.096 | 58.096 | 0.028 | 329 | 49 | 45 | SIK240500359972 | 22466565 |  | N | N
Polo | Siemens Gas and Power GmbH & Co. KG Berlin | TPGT | INSTRUMENTS COMPRESSOR BEARING FIELD |  | TUERCA HEXAGONAL | HEXAGON NUT | 3510 | 23MB 300 | Gas Turbine | 4 | PCE | China P.R. |  |  |  | MBMBD1D000/0201 | P0047773200 | PB0000000003 | 2306 | S-2306-0025-A-23-3510-48837725-N | 153.096 | 58.096 | 0.008 | 329 | 49 | 45 | SIK240500359972 | 22466566 |  | N | N
Polo | Siemens Gas and Power GmbH & Co. KG Berlin | TPGT | INSTRUMENTS COMPRESSOR BEARING FIELD |  | ARANDELA DENTADA | TOOTHED LOCK WASHER | 3510 | 23MB 300 | Gas Turbine | 4 | PCE | Germany |  |  |  | MBMBD1D000/0202 | P0047773200 | PB0000020350 | 2306 | S-2306-0025-A-23-3510-48837725-N | 153.096 | 58.096 | 0.004 | 329 | 49 | 45 | SIK240500359972 | 22466567 |  | N | N
Polo | Siemens Gas and Power GmbH & Co. KG Berlin | TPGT | INSTRUMENTS COMPRESSOR BEARING FIELD |  | TORNILLO CILINDRICO | SCREW SOCKET HEAD | 3510 | 23MB 300 | Gas Turbine | 8 | PCE | India |  |  |  | MBMBD1D000/0203 | P0047773200 | PB0000000511 | 2306 | S-2306-0025-A-23-3510-48837725-N | 153.096 | 58.096 | 0.072 | 329 | 49 | 45 | SIK240500359972 | 22466568 |  | N | N
Polo | Siemens Gas and Power GmbH & Co. KG Berlin | TPGT | INSTRUMENTS COMPRESSOR BEARING FIELD |  | DISCO PAREJA | LOCKING WASHERS | 3510 | 23MB 300 | Gas Turbine | 8 | PCE | Sweden |  |  |  | MBMBD1D000/0204 | P0047773200 | PB0000010076 | 2306 | S-2306-0025-A-23-3510-48837725-N | 153.096 | 58.096 | 0.008 | 329 | 49 | 45 | SIK240500359972 | 22466569 |  | N | N
Polo | Siemens Gas and Power GmbH & Co. KG Berlin | TPGT | INSTRUMENTS COMPRESSOR BEARING FIELD |  | TORNILLO HEXAGONAL | HEXAGON SCREW | 3510 | 23MB 300 | Gas Turbine | 4 | PCE | Thailand |  |  |  | MBMBD1D000/0220 | P0047773200 | PB0000003097 | 2306 | S-2306-0025-A-23-3510-48837725-N | 153.096 | 58.096 | 0.06 | 329 | 49 | 45 | SIK240500359972 | 22466570 |  | N | N
Polo | Siemens Gas and Power GmbH & Co. KG Berlin | TPGT | INSTRUMENTS COMPRESSOR BEARING FIELD |  | ARANDELA DENTADA | TOOTHED LOCK WASHER | 3510 | 23MB 300 | Gas Turbine | 4 | PCE | Italy |  |  |  | MBMBD1D000/0221 | P0047773200 | PB0000009158 | 2306 | S-2306-0025-A-23-3510-48837725-N | 153.096 | 58.096 | 0.004 | 329 | 49 | 45 | SIK240500359972 | 22466571 |  | N | N
Polo | Siemens Gas and Power GmbH & Co. KG Berlin | TPGT | INSTRUMENTS COMPRESSOR BEARING FIELD |  | TUERCA HEXAGONAL | HEXAGON NUT | 3510 | 23MB 300 | Gas Turbine | 4 | PCE | China P.R. |  |  |  | MBMBD1D000/0222 | P0047773200 | PB0000007118 | 2306 | S-2306-0025-A-23-3510-48837725-N | 153.096 | 58.096 | 0.02 | 329 | 49 | 45 | SIK240500359972 | 22466572 |  | N | N
Polo | Siemens Gas and Power GmbH & Co. KG Berlin | TPGT | INSTRUMENTS COMPRESSOR BEARING FIELD |  | ATORNILLAD.DE CABLE | CABLE GLAND | 3510 | 23MB 300 | Gas Turbine | 3 | PCE | Switzerland |  |  |  | MBMBD1D000/0300 | P0047773200 | PB0000017061 | 2306 | S-2306-0025-A-23-3510-48837725-N | 153.096 | 58.096 | 0.096 | 329 | 49 | 45 | SIK240500359972 | 22466573 |  | N | N
Polo | Siemens Gas and Power GmbH & Co. KG Berlin | TPGT | INSTRUMENTS COMPRESSOR BEARING FIELD |  | ATORNILLAD.DE CABLE | CABLE GLAND | 3510 | 23MB 300 | Gas Turbine | 1 | PCE | Germany |  |  |  | MBMBD1D000/0320 | P0047773200 | P0007389800 | 2306 | S-2306-0025-A-23-3510-48837725-N | 153.096 | 58.096 | 0.055 | 329 | 49 | 45 | SIK240500359972 | 22466574 |  | N | N
Polo | Siemens Gas and Power GmbH & Co. KG Berlin | TPGT | INSTRUMENTS COMPRESSOR BEARING FIELD |  | ATORNILLAD.DE CABLE | CABLE GLAND | 3510 | 23MB 300 | Gas Turbine | 16 | PCE | Germany |  |  |  | MBMBD1D000/0321 | P0047773200 | P0007720700 | 2306 | S-2306-0025-A-23-3510-48837725-N | 153.096 | 58.096 | 0.192 | 329 | 49 | 45 | SIK240500359972 | 22466575 |  | N | N
Polo | Siemens Gas and Power GmbH & Co. KG Berlin | TPGT | INSTRUMENTS COMPRESSOR BEARING FIELD |  | REDUCER UNION | REDUCER UNION | 3510 | 23MB 300 | Gas Turbine | 7 | PCE | India |  |  |  | MBMBD1D000/0322 | P0047773200 | PB0000015178 | 2306 | S-2306-0025-A-23-3510-48837725-N | 153.096 | 58.096 | 0.077 | 329 | 49 | 45 | SIK240500359972 | 22466576 |  | N | N
Polo | Siemens Gas and Power GmbH & Co. KG Berlin | TPGT | INSTRUMENTS COMPRESSOR BEARING FIELD |  | ABRAZADERA FIJACION | MOUNTING CLAMP | 3510 | 23MB 300 | Gas Turbine | 10 | PCE | Germany |  |  |  | MBMBD1D000/0360 | P0047773200 | PB0000012247 | 2306 | S-2306-0025-A-23-3510-48837725-N | 153.096 | 58.096 | 0.03 | 329 | 49 | 45 | SIK240500359972 | 22466577 |  | N | N
Polo | Siemens Gas and Power GmbH & Co. KG Berlin | TPGT | INSTRUMENTS COMPRESSOR BEARING FIELD |  | ABRAZADERA FIJACION | MOUNTING CLAMP | 3510 | 23MB 300 | Gas Turbine | 10 | PCE | Germany |  |  |  | MBMBD1D000/0361 | P0047773200 | PB0000012185 | 2306 | S-2306-0025-A-23-3510-48837725-N | 153.096 | 58.096 | 0.03 | 329 | 49 | 45 | SIK240500359972 | 22466578 |  | N | N
Polo | Siemens Gas and Power GmbH & Co. KG Berlin | TPGT | INSTRUMENTS COMPRESSOR BEARING FIELD |  | ABRAZADERA FIJACION | MOUNTING CLAMP | 3510 | 23MB 300 | Gas Turbine | 10 | PCE | Germany |  |  |  | MBMBD1D000/0362 | P0047773200 | PB0000012245 | 2306 | S-2306-0025-A-23-3510-48837725-N | 153.096 | 58.096 | 0.03 | 329 | 49 | 45 | SIK240500359972 | 22466579 |  | N | N
Polo | Siemens Gas and Power GmbH & Co. KG Berlin | TPGT | INSTRUMENTS COMPRESSOR BEARING FIELD |  | SERIES CLIP | SERIES CLIP | 3510 | 23MB 300 | Gas Turbine | 150 | PCE | Germany |  |  |  | MBMBD1D000/0370 | P0047773200 | PB0000014047 | 2306 | S-2306-0025-A-23-3510-48837725-N | 153.096 | 58.096 | 1.05 | 329 | 49 | 45 | SIK240500359972 | 22466580 |  | N | N
Polo | Siemens Gas and Power GmbH & Co. KG Berlin | TPGT | INSTRUMENTS COMPRESSOR BEARING FIELD |  | TORNILLO ROSCACHAPA | SELF-TAPPING SCREW | 3510 | 23MB 300 | Gas Turbine | 100 | PCE | Taiwan |  |  |  | MBMBD1D000/0400 | P0047773200 | PB0000009114 | 2306 | S-2306-0025-A-23-3510-48837725-N | 153.096 | 58.096 | 0.2 | 329 | 49 | 45 | SIK240500359972 | 22466581 |  | N | N
Polo | Siemens Gas and Power GmbH & Co. KG Berlin | TPGT | INSTRUMENTS COMPRESSOR BEARING FIELD |  | TORNILLO HEXAGONAL | HEXAGON SCREW | 3510 | 23MB 300 | Gas Turbine | 10 | PCE | Germany |  |  |  | MBMBD1D000/0410 | P0047773200 | PB0000231764 | 2306 | S-2306-0025-A-23-3510-48837725-N | 153.096 | 58.096 | 0.06 | 329 | 49 | 45 | SIK240500359972 | 22466582 |  | N | N
Polo | Siemens Gas and Power GmbH & Co. KG Berlin | TPGT | INSTRUMENTS COMPRESSOR BEARING FIELD |  | DISCO | DISC | 3510 | 23MB 300 | Gas Turbine | 10 | PCE | Germany |  |  |  | MBMBD1D000/0411 | P0047773200 | PB0000007545 | 2306 | S-2306-0025-A-23-3510-48837725-N | 153.096 | 58.096 | 0.02 | 329 | 49 | 45 | SIK240500359972 | 22466583 |  | N | N
Polo | Siemens Gas and Power GmbH & Co. KG Berlin | TPGT | INSTRUMENTS COMPRESSOR BEARING FIELD |  | CABLE TIE | CABLE TIE | 3510 | 23MB 300 | Gas Turbine | 20 | PCE | Hungary |  |  | A0102A1940 | MBMBD1D000/0430 | P0047773200 | PB0000008012 | 2306 | S-2306-0025-A-23-3510-48837725-N | 153.096 | 58.096 | 0.02 | 329 | 49 | 45 | SIK240500359972 | 22466584 |  | N | N
Polo | Siemens Gas and Power GmbH & Co. KG Berlin | TPGT | INSTRUMENTS COMPRESSOR BEARING FIELD |  | CABLE TIE | CABLE TIE | 3510 | 23MB 300 | Gas Turbine | 20 | PCE | Hungary |  |  | A0102A1939 | MBMBD1D000/0431 | P0047773200 | PB0000006751 | 2306 | S-2306-0025-A-23-3510-48837725-N | 153.096 | 58.096 | 0.02 | 329 | 49 | 45 | SIK240500359972 | 22466585 |  | N | N
Polo | Siemens Gas and Power GmbH & Co. KG Berlin | TPGT | INSTRUMENTS COMPRESSOR BEARING FIELD |  | BARRA | RAIL | 3510 | 23MB 300 | Gas Turbine | 60 | DMT | Germany |  |  |  | MBMBD1D000/0470 | P0047773200 | PB0000000231 | 2306 | S-2306-0025-A-23-3510-48837725-N | 153.096 | 58.096 | 1.44 | 329 | 49 | 45 | SIK240500359972 | 22466586 |  | N | N
Polo | Siemens Gas and Power GmbH & Co. KG Berlin | TPGT | INSTRUMENTS COMPRESSOR BEARING FIELD |  | BARRA | SUPPORT BAR | 3510 | 23MB 300 | Gas Turbine | 20 | DMT | Germany |  |  |  | MBMBD1D000/0471 | P0047773200 | PB0000000629 | 2306 | S-2306-0025-A-23-3510-48837725-N | 153.096 | 58.096 | 1.92 | 329 | 49 | 45 | SIK240500359972 | 22466587 |  | N | N
Polo | Siemens Gas and Power GmbH & Co. KG Berlin | TPGT | INSTRUMENTS COMPRESSOR BEARING FIELD |  | ABRAZADERA | CLAMP | 3510 | 23MB 300 | Gas Turbine | 10 | PCE | Germany |  |  |  | MBMBD1D000/0475 | P0047773200 | PB0000275491 | 2306 | S-2306-0025-A-23-3510-48837725-N | 153.096 | 58.096 | 1.66 | 329 | 49 | 45 | SIK240500359972 | 22466588 |  | N | N
Polo | Siemens Gas and Power GmbH & Co. KG Berlin | TPGT | INSTRUMENTS COMPRESSOR BEARING FIELD |  | TUBO | PIPE | 3510 | 23MB 300 | Gas Turbine | 60 | DMT | Germany |  |  |  | MBMBD1D000/0476 | P0047773200 | PB0000273163 | 2306 | S-2306-0025-A-23-3510-48837725-N | 153.096 | 58.096 | 3.36 | 329 | 49 | 45 | SIK240500359972 | 22466589 |  | N | N
Polo | Siemens Gas and Power GmbH & Co. KG Berlin | TPGT | INSTRUMENTS COMPRESSOR BEARING FIELD |  | CODO | PIPE, ELBOW | 3510 | 23MB 300 | Gas Turbine | 2 | PCE | Germany |  |  |  | MBMBD1D000/0477 | P0047773200 | PB0000273166 | 2306 | S-2306-0025-A-23-3510-48837725-N | 153.096 | 58.096 | 0.816 | 329 | 49 | 45 | SIK240500359972 | 22466590 |  | N | N
Polo | Siemens Gas and Power GmbH & Co. KG Berlin | TPGT | INSTRUMENTS COMPRESSOR BEARING FIELD |  | PROTECTIVE SLEEVE | PROTECTIVE SLEEVE | 3510 | 23MB 300 | Gas Turbine | 4 | PCE | Germany |  |  |  | MBMBD1D000/0478 | P0047773200 | PB0000273162 | 2306 | S-2306-0025-A-23-3510-48837725-N | 153.096 | 58.096 | 0.088 | 329 | 49 | 45 | SIK240500359972 | 22466591 |  | N | N
Polo | Siemens Gas and Power GmbH & Co. KG Berlin | TPGT | INSTRUMENTS COMPRESSOR BEARING FIELD |  | THREADED COUPLER | THREADED COUPLER | 3510 | 23MB 300 | Gas Turbine | 4 | PCE | Germany |  |  |  | MBMBD1D000/0479 | P0047773200 | PB0000273165 | 2306 | S-2306-0025-A-23-3510-48837725-N | 153.096 | 58.096 | 0.216 | 329 | 49 | 45 | SIK240500359972 | 22466592 |  | N | N
Polo | Siemens Gas and Power GmbH & Co. KG Berlin | TPGT | INSTRUMENTS COMPRESSOR BEARING FIELD |  | TERMINAL DE CABLE | CABLE TERMINAL LUG | 3510 | 23MB 300 | Gas Turbine | 30 | PCE | Hungary |  |  |  | MBMBD1D000/0500 | P0047773200 | PB0000000631 | 2306 | S-2306-0025-A-23-3510-48837725-N | 153.096 | 58.096 | 0.03 | 329 | 49 | 45 | SIK240500359972 | 22466593 |  | N | N
Polo | Siemens Gas and Power GmbH & Co. KG Berlin | TPGT | FLAME DETECTOR GLAS COMBUSTOR |  | BRIDA | FLANGE | 3510 | 23MB 300 | Gas Turbine | 2 | PCE | Germany |  |  | 43-6432-10642/015 | MBCBP34000/0002 | PB0000255178 | PB0000009675 | 2306 | S-2306-0026-A-23-3510-48837725-N | 51.12 | 21.12 | 7.08 | 58 | 48 | 55 | SIK240500359660 | 22466775 |  | N | N
Polo | Siemens Gas and Power GmbH & Co. KG Berlin | TPGT | FLAME DETECTOR GLAS COMBUSTOR |  | PRESSURE DISC | PRESSURE DISC | 3510 | 23MB 300 | Gas Turbine | 4 | PCE | Germany |  |  | 43-6432-10642/003 | MBCBP34000/0003 | PB0000255178 | PB0000009676 | 2306 | S-2306-0026-A-23-3510-48837725-N | 51.12 | 21.12 | 2.352 | 58 | 48 | 55 | SIK240500359660 | 22466776 |  | N | N
Polo | Siemens Gas and Power GmbH & Co. KG Berlin | TPGT | FLAME DETECTOR GLAS COMBUSTOR |  | PRESSURE DISC | PRESSURE DISC | 3510 | 23MB 300 | Gas Turbine | 4 | PCE | Germany |  |  | 43-6432-10642/004 | MBCBP34000/0004 | PB0000255178 | PB0000009677 | 2306 | S-2306-0026-A-23-3510-48837725-N | 51.12 | 21.12 | 2.192 | 58 | 48 | 55 | SIK240500359660 | 22466777 |  | N | N
Polo | Siemens Gas and Power GmbH & Co. KG Berlin | TPGT | FLAME DETECTOR GLAS COMBUSTOR |  | ANILLO EMPAQUETADURA | SEAL RING | 3510 | 23MB 300 | Gas Turbine | 2 | PCE | Germany |  |  |  | MBCBP34000/0005 | PB0000255178 | PB0000009678 | 2306 | S-2306-0026-A-23-3510-48837725-N | 51.12 | 21.12 | 0.052 | 58 | 48 | 55 | SIK240500359660 | 22466778 |  | N | N
Polo | Siemens Gas and Power GmbH & Co. KG Berlin | TPGT | FLAME DETECTOR GLAS COMBUSTOR |  | JUNTA | GASKET | 3510 | 23MB 300 | Gas Turbine | 8 | PCE | Germany |  |  | 43-6433-10642/020 | MBCBP34000/0006 | PB0000255178 | PB0000257745 | 2306 | S-2306-0026-A-23-3510-48837725-N | 51.12 | 21.12 | 0.008 | 58 | 48 | 55 | SIK240500359660 | 22466779 |  | 9I999IR | N
Polo | Siemens Gas and Power GmbH & Co. KG Berlin | TPGT | FLAME DETECTOR GLAS COMBUSTOR |  | ANILLO EMPAQUETADURA | SEAL RING | 3510 | 23MB 300 | Gas Turbine | 16 | PCE | Germany |  |  |  | MBCBP34000/0007 | PB0000255178 | PB0000009456 | 2306 | S-2306-0026-A-23-3510-48837725-N | 51.12 | 21.12 | 0.016 | 58 | 48 | 55 | SIK240500359660 | 22466780 |  | N | N
Polo | Siemens Gas and Power GmbH & Co. KG Berlin | TPGT | FLAME DETECTOR GLAS COMBUSTOR |  | TORNILLO CILINDRICO | SCREW SOCKET HEAD | 3510 | 23MB 300 | Gas Turbine | 16 | PCE | Taiwan |  |  |  | MBCBP34000/0008 | PB0000255178 | PB0000000405 | 2306 | S-2306-0026-A-23-3510-48837725-N | 51.12 | 21.12 | 0.032 | 58 | 48 | 55 | SIK240500359660 | 22466781 |  | N | N
Polo | Siemens Gas and Power GmbH & Co. KG Berlin | TPGT | FLAME DETECTOR GLAS COMBUSTOR |  | VIDRIO | GLASS | 3510 | 23MB 300 | Gas Turbine | 4 | PCE | Germany |  |  |  | MBCBP34000/0009 | PB0000255178 | PB0000009079 | 2306 | S-2306-0026-A-23-3510-48837725-N | 51.12 | 21.12 | 0.068 | 58 | 48 | 55 | SIK240500359660 | 22466782 |  | N | N
Polo | Siemens Gas and Power GmbH & Co. KG Berlin | TPGT | FLAME DETECTOR GLAS COMBUSTOR |  | THREADED BOLT | THREADED BOLT | 3510 | 23MB 300 | Gas Turbine | 6 | PCE | Germany |  |  |  | MBCBP34000/0010 | PB0000255178 | PB0000009679 | 2306 | S-2306-0026-A-23-3510-48837725-N | 51.12 | 21.12 | 1.344 | 58 | 48 | 55 | SIK240500359660 | 22466783 |  | N | N
Polo | Siemens Gas and Power GmbH & Co. KG Berlin | TPGT | FLAME DETECTOR GLAS COMBUSTOR |  | TUERCA HEXAGONAL | HEXAGON NUT | 3510 | 23MB 300 | Gas Turbine | 18 | PCE | Malaysia |  |  |  | MBCBP34000/0011 | PB0000255178 | PB0000000119 | 2306 | S-2306-0026-A-23-3510-48837725-N | 51.12 | 21.12 | 0.54 | 58 | 48 | 55 | SIK240500359660 | 22466784 |  | N | N
Polo | Siemens Gas and Power GmbH & Co. KG Berlin | TPGT | FLAME DETECTOR GLAS COMBUSTOR |  | DISCO PAREJA | LOCKING WASHERS | 3510 | 23MB 300 | Gas Turbine | 16 | PCE | Sweden |  |  |  | MBCBP34000/0012 | PB0000255178 | PB0000001325 | 2306 | S-2306-0026-A-23-3510-48837725-N | 51.12 | 21.12 | 0.112 | 58 | 48 | 55 | SIK240500359660 | 22466785 |  | N | N
Polo | Siemens Gas and Power GmbH & Co. KG Berlin | TPGT | FLAME DETECTOR GLAS COMBUSTOR |  | RESORTE DE DISCO | CUPPED SPRING WASHER | 3510 | 23MB 300 | Gas Turbine | 60 | PCE | Germany |  |  |  | MBCBP34000/0014 | PB0000255178 | PB0000009618 | 2306 | S-2306-0026-A-23-3510-48837725-N | 51.12 | 21.12 | 0.3 | 58 | 48 | 55 | SIK240500359660 | 22466786 |  | N | N
Polo | Siemens Gas and Power GmbH & Co. KG Berlin | TPGT | FLAME DETECTOR GLAS COMBUSTOR |  | DISCO | DISC | 3510 | 23MB 300 | Gas Turbine | 12 | PCE | Germany |  |  |  | MBCBP34000/0015 | PB0000255178 | PB0000009619 | 2306 | S-2306-0026-A-23-3510-48837725-N | 51.12 | 21.12 | 0.048 | 58 | 48 | 55 | SIK240500359660 | 22466787 |  | N | N
Polo | Siemens Gas and Power GmbH & Co. KG Berlin | TPGT | FLAME DETECTOR GLAS COMBUSTOR |  | PLACA | PLATE | 3510 | 23MB 300 | Gas Turbine | 2 | PCE | Germany |  |  | 43-6433-10642/016 | MBCBP34000/0016 | PB0000255178 | PB0000255305 | 2306 | S-2306-0026-A-23-3510-48837725-N | 51.12 | 21.12 | 5.382 | 58 | 48 | 55 | SIK240500359660 | 22466788 |  | 9I999IR | N
Polo | Siemens Gas and Power GmbH & Co. KG Berlin | TPGT | FLAME DETECTOR GLAS COMBUSTOR |  | TORNILLO HEXAGONAL | HEXAGON SCREW | 3510 | 23MB 300 | Gas Turbine | 10 | PCE | Germany |  |  |  | MBCBP34000/0017 | PB0000255178 | PB0000009680 | 2306 | S-2306-0026-A-23-3510-48837725-N | 51.12 | 21.12 | 1.59 | 58 | 48 | 55 | SIK240500359660 | 22466789 |  | N | N
Polo | Siemens Gas and Power GmbH & Co. KG Berlin | TPGT | FLAME DETECTOR GLAS COMBUSTOR |  | PITON ROSCADO | HEADLESS SCREW | 3510 | 23MB 300 | Gas Turbine | 2 | PCE | Germany |  |  |  | MBCBP34000/0018 | PB0000255178 | PB0000009459 | 2306 | S-2306-0026-A-23-3510-48837725-N | 51.12 | 21.12 | 0.004 | 58 | 48 | 55 | SIK240500359660 | 22466790 |  | N | N
Polo | Siemens Gas and Power GmbH & Co. KG Berlin | TPGT | COMPANY LOGO, GAS TURBINE |  | COMPANY NAME PLATE | COMPANY NAME PLATE | 3510 | 23MB 300 | Gas Turbine | 2 | PCE | Germany |  |  |  | MBGNN01000/0002 | P0003018100 | PG0036096200 | 2306 | S-2306-0027-A-23-3510-48837725-N | 104.11 | 34.11 | 7 | 98 | 88 | 55 | SIK240500359654 | 22467000 |  | N | N
Polo | Siemens Gas and Power GmbH & Co. KG Berlin | TPGT | COMPANY LOGO, GAS TURBINE |  | TUERCA HEXAGONAL | HEXAGON NUT | 3510 | 23MB 300 | Gas Turbine | 12 | PCE | China P.R. |  |  |  | MBGNN01000/0003 | P0003018100 | PB0000000003 | 2306 | S-2306-0027-A-23-3510-48837725-N | 104.11 | 34.11 | 0.024 | 98 | 88 | 55 | SIK240500359654 | 22467001 |  | N | N
Polo | Siemens Gas and Power GmbH & Co. KG Berlin | TPGT | COMPANY LOGO, GAS TURBINE |  | DISCO PAREJA | LOCKING WASHERS | 3510 | 23MB 300 | Gas Turbine | 12 | PCE | Sweden |  |  |  | MBGNN01000/0004 | P0003018100 | PB0000010076 | 2306 | S-2306-0027-A-23-3510-48837725-N | 104.11 | 34.11 | 0.012 | 98 | 88 | 55 | SIK240500359654 | 22467002 |  | N | N
Polo | Siemens Gas and Power GmbH & Co. KG Berlin | TPGT | COMPANY LOGO, GAS TURBINE |  | TORNILLO HEXAGONAL | HEXAGON SCREW | 3510 | 23MB 300 | Gas Turbine | 8 | PCE | Vietnam |  |  |  | MBGNN01000/0005 | P0003018100 | PB0000013125 | 2306 | S-2306-0027-A-23-3510-48837725-N | 104.11 | 34.11 | 0.296 | 98 | 88 | 55 | SIK240500359654 | 22467003 |  | N | N
Polo | Siemens Gas and Power GmbH & Co. KG Berlin | TPGT | COMPANY LOGO, GAS TURBINE |  | DISCO PAREJA | LOCKING WASHERS | 3510 | 23MB 300 | Gas Turbine | 8 | PCE | Sweden |  |  |  | MBGNN01000/0006 | P0003018100 | PB0000001446 | 2306 | S-2306-0027-A-23-3510-48837725-N | 104.11 | 34.11 | 0.016 | 98 | 88 | 55 | SIK240500359654 | 22467004 |  | N | N
Polo | Siemens Gas and Power GmbH & Co. KG Berlin | TPGT | COMPANY LOGO, GAS TURBINE |  | CHAPA | PLATE | 3510 | 23MB 300 | Gas Turbine | 2 | PCE | Germany |  |  | 33-9100-01255/007 | MBGNN01000/0007 | P0003018100 | PB0000130181 | 2306 | S-2306-0027-A-23-3510-48837725-N | 104.11 | 34.11 | 26.254 | 98 | 88 | 55 | SIK240500359654 | 22467005 |  | N | N
Polo | Siemens Gas and Power GmbH & Co. KG Berlin | TPGT | COMPANY LOGO, GAS TURBINE |  | PLACA | PLATE | 3510 | 23MB 300 | Gas Turbine | 2 | PCE | Germany |  |  | 43-9100-01255/009 | MBGNN01000/0009 | P0003018100 | PB0000130183 | 2306 | S-2306-0027-A-23-3510-48837725-N | 104.11 | 34.11 | 0.508 | 98 | 88 | 55 | SIK240500359654 | 22467006 |  | N | N
Polo | Siemens Gas and Power GmbH & Co. KG Berlin | TPGT | Bearing Cover, Compressor complete |  | BEARING COVER, COMPRESSOR, COMPLETE | BEARING COVER, COMPRESSOR, COMPLETE | 3510 | 23MB 300 | Gas Turbine | 1 | PCE | Germany |  |  | 13-9100-41110 | CSC00/2 |  | PG0035758400 | 2306 | S-2306-0028-A-23-3510-48837725-N | 686 | 491 | 491 | 189 | 109 | 110 | SIK240500329683 | 21288617 |  | N | N
Polo | Heinrich Tapp GmbH Muelheim an der Ruhr | 0000 | Dämmung Gasturbine | Insulations for gas turbine | Isolationskissen SAS | Insulation Pillow SAS | 3515 | 23MB 301 | GT B+C Parts Emb Parts Insulation | 41 | PCE | Germany |  |  |  | 1200 |  | 52-73-01-0000-0001 | 2308 | S-2308-0001-C-23-3515-01205675-N | 667 | 447 | 447 | 227 | 195 | 125 | 4024-0000GT23-FM01 | 22935337 | 680610 | N | N
Polo | Heinrich Tapp GmbH Muelheim an der Ruhr | 0000 | Dämmung Gasturbine | Insulations for gas turbine | Drahtnetzmatte - 050 mm, 4 m²/Rolle, 80 kg/m³ | Rockwool mat 050 mm, 4 m²/roll, 80 kg/m³ | 3515 | 23MB 301 | GT B+C Parts Emb Parts Insulation | 13 | RO | Germany |  |  |  | 1200 |  | 01-01-13-0000-0050 | 2308 | S-2308-0002-C-23-3515-01205675-N | 1940 | 1365.389 | 208 | 350 | 220 | 220 | 4024-0000GT23-FM01 | 22935385 | 680610 | N | N
Polo | Heinrich Tapp GmbH Muelheim an der Ruhr | 0000 | Dämmung Gasturbine | Insulations for gas turbine | Drahtnetzmatte - 080 mm, 3 m²/Rolle, 80 kg/m³ | Rockwool mat 080 mm, 3 m²/roll, 80 kg/m³ | 3515 | 23MB 301 | GT B+C Parts Emb Parts Insulation | 13 | RO | Germany |  |  |  | 1200 |  | 01-01-13-0000-0080 | 2308 | S-2308-0002-C-23-3515-01205675-N | 1940 | 1365.389 | 249.6 | 350 | 220 | 220 | 4024-0000GT23-FM01 | 22935386 | 680610 | N | N
Polo | Heinrich Tapp GmbH Muelheim an der Ruhr | 0000 | Dämmung Gasturbine | Insulations for gas turbine | Drahtnetzmatte - 100 mm, 2,5 m²/Rolle, 80 kg/m³ | Rockwool mat 100 mm, 2,5 m²/roll, 80 kg/m³ | 3515 | 23MB 301 | GT B+C Parts Emb Parts Insulation | 14 | RO | Germany |  |  |  | 1200 |  | 01-01-13-0000-0100 | 2308 | S-2308-0002-C-23-3515-01205675-N | 1940 | 1365.389 | 280 | 350 | 220 | 220 | 4024-0000GT23-FM01 | 22935387 | 680610 | N | N
Polo | Heinrich Tapp GmbH Muelheim an der Ruhr | 0000 | Dämmung Gasturbine | Insulations for gas turbine | Drahtnetzmatte - 120 mm, 2 m²/Rolle, 80 kg/m³ | Rockwool mat 120 mm, 2 m²/roll, 80 kg/m³ | 3515 | 23MB 301 | GT B+C Parts Emb Parts Insulation | 18 | RO | Germany |  |  |  | 1200 |  | 01-01-13-0000-0120 | 2308 | S-2308-0002-C-23-3515-01205675-N | 1940 | 1365.389 | 345.6 | 350 | 220 | 220 | 4024-0000GT23-FM01 | 22935388 | 680610 | N | N
Polo | Heinrich Tapp GmbH Muelheim an der Ruhr | 0000 | Dämmung Gasturbine | Insulations for gas turbine | Dämmplatte 1000x1000x5 mm | Insulation plate 1000x1000x5 mm | 3515 | 23MB 301 | GT B+C Parts Emb Parts Insulation | 2 | MTK | Germany |  |  |  | 1200 |  | 01-06-01-0001-0005 | 2308 | S-2308-0002-C-23-3515-01205675-N | 1940 | 1365.389 | 9 | 350 | 220 | 220 | 4024-0000GT23-FM01 | 22935389 | 680690 | N | N
Polo | Heinrich Tapp GmbH Muelheim an der Ruhr | 0000 | Dämmung Gasturbine | Insulations for gas turbine | Pyrogel, 200 kg/m³ 10 mm | Pyrogel, 200 kg/m³ 10 mm | 3515 | 23MB 301 | GT B+C Parts Emb Parts Insulation | 9.88 | MTK | Germany |  |  |  | 1200 |  | 01-12-01-0200-0010 | 2308 | S-2308-0002-C-23-3515-01205675-N | 1940 | 1365.389 | 34.5 | 350 | 220 | 220 | 4024-0000GT23-FM01 | 22935390 | 680690 | N | N
Polo | Heinrich Tapp GmbH Muelheim an der Ruhr | 0000 | Dämmung Gasturbine | Insulations for gas turbine | Glasgewebe HT 940, 1200 mm breit | Fiberglass fabrics HT 940, 1200 mm | 3515 | 23MB 301 | GT B+C Parts Emb Parts Insulation | 100 | MTK | Germany |  |  |  | 1200 |  | 04-00-01-2002-1200 | 2308 | S-2308-0002-C-23-3515-01205675-N | 1940 | 1365.389 | 92 | 350 | 220 | 220 | 4024-0000GT23-FM01 | 22935391 | 701959 | N | N
Polo | Heinrich Tapp GmbH Muelheim an der Ruhr | 0000 | Dämmung Gasturbine | Insulations for gas turbine | Glasgewebe Silikon 800, 130/130, 1.000 mm | Glass fibre tissue Sil 800, 130/130, 1.000 mm | 3515 | 23MB 301 | GT B+C Parts Emb Parts Insulation | 10 | MTK | Germany |  |  |  | 1200 |  | 04-04-01-0000-1000 | 2308 | S-2308-0002-C-23-3515-01205675-N | 1940 | 1365.389 | 11.1 | 350 | 220 | 220 | 4024-0000GT23-FM01 | 22935392 | 701990 | N | N
Polo | Heinrich Tapp GmbH Muelheim an der Ruhr | 0000 | Dämmung Gasturbine | Insulations for gas turbine | Glasgewebe Niro 1100, 1000 mm breit | Glass firbe tissue Niro 1100, 1000 mm | 3515 | 23MB 301 | GT B+C Parts Emb Parts Insulation | 10 | MTK | Germany |  |  |  | 1200 |  | 04-49-02-0000-1000 | 2308 | S-2308-0002-C-23-3515-01205675-N | 1940 | 1365.389 | 11 | 350 | 220 | 220 | 4024-0000GT23-FM01 | 22935393 | 701959 | N | N
Polo | Heinrich Tapp GmbH Muelheim an der Ruhr | 0000 | Dämmung Gasturbine | Insulations for gas turbine | Garn mit Edelstahl und Mantel aus Kevlarfaser | Thread | 3515 | 23MB 301 | GT B+C Parts Emb Parts Insulation | 1 | PCE | Germany |  |  |  | 1200 |  | 04-50-00-0000-0020 | 2308 | S-2308-0002-C-23-3515-01205675-N | 1940 | 1365.389 | 1 | 350 | 220 | 220 | 4024-0000GT23-FM01 | 22935399 | 560500 | N | N
Polo | Heinrich Tapp GmbH Muelheim an der Ruhr | 0000 | Dämmung Gasturbine | Insulations for gas turbine | Glasgewebeband 30x3 mm, SKL | Band of fabrics, adhesive 30x3 mm | 3515 | 23MB 301 | GT B+C Parts Emb Parts Insulation | 400 | MTR | Germany |  |  |  | 1200 |  | 04-99-98-0000-0001 | 2308 | S-2308-0002-C-23-3515-01205675-N | 1940 | 1365.389 | 21.12 | 350 | 220 | 220 | 4024-0000GT23-FM01 | 22935395 | 701959 | N | N
Polo | Heinrich Tapp GmbH Muelheim an der Ruhr | 0000 | Dämmung Gasturbine | Insulations for gas turbine | Glasgewebeband 50x3 mm, ohne SKL | Band of fabrics, without adhesive 50x3 mm | 3515 | 23MB 301 | GT B+C Parts Emb Parts Insulation | 200 | MTR | Germany |  |  |  | 1200 |  | 04-99-98-0000-0003 | 2308 | S-2308-0002-C-23-3515-01205675-N | 1940 | 1365.389 | 10.56 | 350 | 220 | 220 | 4024-0000GT23-FM01 | 22935396 | 701959 | N | N
Polo | Heinrich Tapp GmbH Muelheim an der Ruhr | 0000 | Dämmung Gasturbine | Insulations for gas turbine | 7976 SUPER-A2 C GL R12, 4,2x13 mm | 7976 SUPER-A2 Screws stainless C GL R12, 4,2x13 mm | 3515 | 23MB 301 | GT B+C Parts Emb Parts Insulation | 2000 | PCE | Germany |  |  |  | 1200 |  | 05-01-56-0042-0130 | 2308 | S-2308-0002-C-23-3515-01205675-N | 1940 | 1365.389 | 4.8 | 350 | 220 | 220 | 4024-0000GT23-FM01 | 22935400 | 731814 | N | N
Polo | Heinrich Tapp GmbH Muelheim an der Ruhr | 0000 | Dämmung Gasturbine | Insulations for gas turbine | 7976 SUPER-A2 C GL R12, 4,8x13 mm | 7976 SUPER-A2 Screws stainless C GL R12, 4,8x13 mm | 3515 | 23MB 301 | GT B+C Parts Emb Parts Insulation | 1000 | PCE | Germany |  |  |  | 1200 |  | 05-01-56-0048-0130 | 2308 | S-2308-0002-C-23-3515-01205675-N | 1940 | 1365.389 | 2.9 | 350 | 220 | 220 | 4024-0000GT23-FM01 | 22935401 | 731814 | N | N
Polo | Heinrich Tapp GmbH Muelheim an der Ruhr | 0000 | Dämmung Gasturbine | Insulations for gas turbine | Blechschrauben DIN 7976 Edelstahl mit Polyscheibe, 4,8x13,0 mm | Screws stainless 4,8x13 mm | 3515 | 23MB 301 | GT B+C Parts Emb Parts Insulation | 150 | PCE | Germany |  |  |  | 1200 |  | 05-01-58-0048-0130 | 2308 | S-2308-0002-C-23-3515-01205675-N | 1940 | 1365.389 | 0.345 | 350 | 220 | 220 | 4024-0000GT23-FM01 | 22935402 | 731814 | N | N
Polo | Heinrich Tapp GmbH Muelheim an der Ruhr | 0000 | Dämmung Gasturbine | Insulations for gas turbine | Bohrschrauben A2 4,2x19 mm, mit Scheibe | Drill screws stainless 4,2x19 mm | 3515 | 23MB 301 | GT B+C Parts Emb Parts Insulation | 1000 | PCE | Germany |  |  |  | 1200 |  | 05-01-59-0042-0190 | 2308 | S-2308-0002-C-23-3515-01205675-N | 1940 | 1365.389 | 3.1 | 350 | 220 | 220 | 4024-0000GT23-FM01 | 22935403 | 731814 | N | N
Polo | Heinrich Tapp GmbH Muelheim an der Ruhr | 0000 | Dämmung Gasturbine | Insulations for gas turbine | Mattenhaken für Drahtnetzmatten verzinkt | Mat hooks galv. | 3515 | 23MB 301 | GT B+C Parts Emb Parts Insulation | 1500 | PCE | Germany |  |  |  | 1200 |  | 05-05-20-0000-0001 | 2308 | S-2308-0002-C-23-3515-01205675-N | 1940 | 1365.389 | 6.15 | 350 | 220 | 220 | 4024-0000GT23-FM01 | 22935404 | 731700 | N | N
Polo | Heinrich Tapp GmbH Muelheim an der Ruhr | 0000 | Dämmung Gasturbine | Insulations for gas turbine | Stahlband verz., 19x0,6 mm | Ribbon tape 19 mm galv. | 3515 | 23MB 301 | GT B+C Parts Emb Parts Insulation | 80 | MTR | Germany |  |  |  | 1200 |  | 05-05-20-0190-0006 | 2308 | S-2308-0002-C-23-3515-01205675-N | 1940 | 1365.389 | 7.661 | 350 | 220 | 220 | 4024-0000GT23-FM01 | 22935397 | 721220 | N | N
Polo | Heinrich Tapp GmbH Muelheim an der Ruhr | 0000 | Dämmung Gasturbine | Insulations for gas turbine | Gleitkufe MF-Micro 33 | plastic insulators MF-Micro 33 | 3515 | 23MB 301 | GT B+C Parts Emb Parts Insulation | 350 | PCE | Germany |  |  |  | 1200 |  | 05-05-96-1054-0033 | 2308 | S-2308-0002-C-23-3515-01205675-N | 1940 | 1365.389 | 6.629 | 350 | 220 | 220 | 4024-0000GT23-FM01 | 22935405 | 392690 | N | N
Polo | Heinrich Tapp GmbH Muelheim an der Ruhr | 0000 | Dämmung Gasturbine | Insulations for gas turbine | Aluminiumfolie 500 mm | Aluminium-foil | 3515 | 23MB 301 | GT B+C Parts Emb Parts Insulation | 12.5 | MTK | Germany |  |  |  | 1200 |  | 05-07-30-0000-2503 | 2308 | S-2308-0002-C-23-3515-01205675-N | 1940 | 1365.389 | 1.184 | 350 | 220 | 220 | 4024-0000GT23-FM01 | 22935394 | 760711 | N | N
Polo | Heinrich Tapp GmbH Muelheim an der Ruhr | 0000 | Dämmung Gasturbine | Insulations for gas turbine | Aluminiumklebeband 100 mm | Aluminium tape 100 mm | 3515 | 23MB 301 | GT B+C Parts Emb Parts Insulation | 2 | PCE | Germany |  |  |  | 1200 |  | 05-08-30-0000-0100 | 2308 | S-2308-0002-C-23-3515-01205675-N | 1940 | 1365.389 | 2.76 | 350 | 220 | 220 | 4024-0000GT23-FM01 | 22935406 | 760720 | N | N
Polo | Heinrich Tapp GmbH Muelheim an der Ruhr | 0000 | Dämmung Gasturbine | Insulations for gas turbine | Spreizniete aus Aluminium 4,0x18,0 mm | Rivets Aluminium 4,0x18,0 mm | 3515 | 23MB 301 | GT B+C Parts Emb Parts Insulation | 500 | PCE | Germany |  |  |  | 1200 |  | 05-10-32-0040-0180 | 2308 | S-2308-0002-C-23-3515-01205675-N | 1940 | 1365.389 | 1.1 | 350 | 220 | 220 | 4024-0000GT23-FM01 | 22935407 | 830820 | N | N
Polo | Heinrich Tapp GmbH Muelheim an der Ruhr | 0000 | Dämmung Gasturbine | Insulations for gas turbine | Spreizniete aus Aluminium 4,0x30,0 mm | Rivets Aluminium 4,0x30,0 mm | 3515 | 23MB 301 | GT B+C Parts Emb Parts Insulation | 200 | PCE | Germany |  |  |  | 1200 |  | 05-10-32-0040-0300 | 2308 | S-2308-0002-C-23-3515-01205675-N | 1940 | 1365.389 | 0.54 | 350 | 220 | 220 | 4024-0000GT23-FM01 | 22935408 | 830820 | N | N
Polo | Heinrich Tapp GmbH Muelheim an der Ruhr | 0000 | Dämmung Gasturbine | Insulations for gas turbine | Bügel 60 mm, geschweißt, Nirosta 1.4301 | Buckle 1.4301, 60mm | 3515 | 23MB 301 | GT B+C Parts Emb Parts Insulation | 200 | PCE | Germany |  |  |  | 1200 |  | 05-99-50-4083-0060 | 2308 | S-2308-0002-C-23-3515-01205675-N | 1940 | 1365.389 | 17.6 | 350 | 220 | 220 | 4024-0000GT23-FM01 | 22935409 | 830890 | N | N
Polo | Heinrich Tapp GmbH Muelheim an der Ruhr | 0000 | Dämmung Gasturbine | Insulations for gas turbine | Gewindebohrer M8 Titan beschichtet, 55 mm (kurz) | Tap drill M8 | 3515 | 23MB 301 | GT B+C Parts Emb Parts Insulation | 10 | PCE | Germany |  |  |  | 1200 |  | 09-03-00-0000-0009 | 2308 | S-2308-0002-C-23-3515-01205675-N | 1940 | 1365.389 | 0.09 | 350 | 220 | 220 | 4024-0000GT23-FM01 | 22935410 | 820510 | N | N
Polo | Heinrich Tapp GmbH Muelheim an der Ruhr | 0000 | Dämmung Gasturbine | Insulations for gas turbine | Trennscheiben VA 125 mm, 1mm | Cutting wheel VA 125 mm, 1mm | 3515 | 23MB 301 | GT B+C Parts Emb Parts Insulation | 10 | PCE | Germany |  |  |  | 1200 |  | 09-03-00-0000-0013 | 2308 | S-2308-0002-C-23-3515-01205675-N | 1940 | 1365.389 | 0.4 | 350 | 220 | 220 | 4024-0000GT23-FM01 | 22935411 | 680422 | N | N
Polo | Heinrich Tapp GmbH Muelheim an der Ruhr | 0000 | Dämmung Gasturbine | Insulations for gas turbine | Trennscheiben Stahl 125 mm - 125x2,4x22,23 mm | Cutting wheel 125 mm - 125x2,4x22,23 mm | 3515 | 23MB 301 | GT B+C Parts Emb Parts Insulation | 10 | PCE | Germany |  |  |  | 1200 |  | 09-03-00-0000-0014 | 2308 | S-2308-0002-C-23-3515-01205675-N | 1940 | 1365.389 | 0.83 | 350 | 220 | 220 | 4024-0000GT23-FM01 | 22935412 | 680422 | N | N
Polo | Heinrich Tapp GmbH Muelheim an der Ruhr | 0000 | Dämmung Gasturbine | Insulations for gas turbine | Garniernadel, gebogen 100 mm | Needles for mats, round 100 mm | 3515 | 23MB 301 | GT B+C Parts Emb Parts Insulation | 2 | PCE | Germany |  |  |  | 1200 |  | 09-03-00-0000-0023 | 2308 | S-2308-0002-C-23-3515-01205675-N | 1940 | 1365.389 | 0.02 | 350 | 220 | 220 | 4024-0000GT23-FM01 | 22935413 | 731990 | N | N
Polo | Heinrich Tapp GmbH Muelheim an der Ruhr | 0000 | Dämmung Gasturbine | Insulations for gas turbine | Garniernadel, gebogen 150 mm | Needles for mats, round 150 mm | 3515 | 23MB 301 | GT B+C Parts Emb Parts Insulation | 2 | PCE | Germany |  |  |  | 1200 |  | 09-03-00-0000-0024 | 2308 | S-2308-0002-C-23-3515-01205675-N | 1940 | 1365.389 | 0.02 | 350 | 220 | 220 | 4024-0000GT23-FM01 | 22935414 | 731990 | N | N
Polo | Heinrich Tapp GmbH Muelheim an der Ruhr | 0000 | Dämmung Gasturbine | Insulations for gas turbine | Garniernadel, gerade 100 mm | Needles for mats, straight 100 mm | 3515 | 23MB 301 | GT B+C Parts Emb Parts Insulation | 2 | PCE | Germany |  |  |  | 1200 |  | 09-03-00-0000-0025 | 2308 | S-2308-0002-C-23-3515-01205675-N | 1940 | 1365.389 | 0.02 | 350 | 220 | 220 | 4024-0000GT23-FM01 | 22935415 | 731990 | N | N
Polo | Heinrich Tapp GmbH Muelheim an der Ruhr | 0000 | Dämmung Gasturbine | Insulations for gas turbine | Garniernadel, gerade 300 mm | Needles for mats, straight 300 mm | 3515 | 23MB 301 | GT B+C Parts Emb Parts Insulation | 3 | PCE | Germany |  |  |  | 1200 |  | 09-03-00-0000-0027 | 2308 | S-2308-0002-C-23-3515-01205675-N | 1940 | 1365.389 | 0.015 | 350 | 220 | 220 | 4024-0000GT23-FM01 | 22935416 | 731990 | N | N
Polo | Heinrich Tapp GmbH Muelheim an der Ruhr | 0000 | Dämmung Gasturbine | Insulations for gas turbine | Stufenbohrer Tannenbaum" 4-20 mm" | Twist drill 4-20 mm | 3515 | 23MB 301 | GT B+C Parts Emb Parts Insulation | 1 | PCE | Germany |  |  |  | 1200 |  | 09-03-00-0000-0030 | 2308 | S-2308-0002-C-23-3515-01205675-N | 1940 | 1365.389 | 0.06 | 350 | 220 | 220 | 4024-0000GT23-FM01 | 22935417 | 820510 | N | N
Polo | Heinrich Tapp GmbH Muelheim an der Ruhr | 0000 | Dämmung Gasturbine | Insulations for gas turbine | Maßstäbe 2 m | Foot rule, 2 m | 3515 | 23MB 301 | GT B+C Parts Emb Parts Insulation | 10 | PCE | Germany |  |  |  | 1200 |  | 09-03-97-0000-0001 | 2308 | S-2308-0002-C-23-3515-01205675-N | 1940 | 1365.389 | 1 | 350 | 220 | 220 | 4024-0000GT23-FM01 | 22935418 | 901780 | N | N
Polo | Heinrich Tapp GmbH Muelheim an der Ruhr | 0000 | Dämmung Gasturbine | Insulations for gas turbine | Werkzeughalter mit Knarre | Tool holder | 3515 | 23MB 301 | GT B+C Parts Emb Parts Insulation | 2 | PCE | Germany |  |  |  | 1200 |  | 10-00-00-0000-0058 | 2308 | S-2308-0002-C-23-3515-01205675-N | 1940 | 1365.389 | 0.36 | 350 | 220 | 220 | 4024-0000GT23-FM01 | 22935419 | 820510 | N | N
Polo | Heinrich Tapp GmbH Muelheim an der Ruhr | 0000 | Dämmung Gasturbine | Insulations for gas turbine | Gurt 30 mm, L = 7.000 mm | Belt glass fibre tissue 30 mm, L = 7.000 mm | 3515 | 23MB 301 | GT B+C Parts Emb Parts Insulation | 5 | PCE | Germany |  |  |  | 1200 |  | 52-05-04-0030-7000 | 2308 | S-2308-0002-C-23-3515-01205675-N | 1940 | 1365.389 | 5 | 350 | 220 | 220 | 4024-0000GT23-FM01 | 22935420 | 701959 | N | N
Polo | Heinrich Tapp GmbH Muelheim an der Ruhr | 0000 | Dämmung Gasturbine | Insulations for gas turbine | Gurte aus Gewebe 60 mm | Stap Belt 60 mm | 3515 | 23MB 301 | GT B+C Parts Emb Parts Insulation | 20 | MTR | Germany |  |  |  | 1200 |  | 52-05-04-0060-0000 | 2308 | S-2308-0002-C-23-3515-01205675-N | 1940 | 1365.389 | 6 | 350 | 220 | 220 | 4024-0000GT23-FM01 | 22935398 | 701959 | N | N
Polo | Heinrich Tapp GmbH Muelheim an der Ruhr | 0000 | Dämmung Gasturbine | Insulations for gas turbine | Spanngurt 30 mm, mit Ratsche und Haken, L = 1.500 mm | Fastening belt incl. ratchet and hook, L = 1.500 mm | 3515 | 23MB 301 | GT B+C Parts Emb Parts Insulation | 10 | PCE | Germany |  |  |  | 1200 |  | 52-05-04-2030-1500 | 2308 | S-2308-0002-C-23-3515-01205675-N | 1940 | 1365.389 | 10 | 350 | 220 | 220 | 4024-0000GT23-FM01 | 22935421 | 701959 | N | N
Polo | Heinrich Tapp GmbH Muelheim an der Ruhr | 0000 | Dämmung Gasturbine | Insulations for gas turbine | Ringe Typ A - 114,3-120 mm | Rings Typ A - 114,3-120 mm | 3515 | 23MB 301 | GT B+C Parts Emb Parts Insulation | 11 | PCE | Germany |  |  |  | 1200 |  | 90-11-20-0114-0120 | 2308 | S-2308-0002-C-23-3515-01205675-N | 1940 | 1365.389 | 13.325 | 350 | 220 | 220 | 4024-0000GT23-FM01 | 22935422 | 730840 | N | N
Polo | Heinrich Tapp GmbH Muelheim an der Ruhr | 0000 | Dämmung Gasturbine | Insulations for gas turbine | Isolationskissen CVC | Insulation Pillow CVC | 3515 | 23MB 301 | GT B+C Parts Emb Parts Insulation | 52 | PCE | Germany |  |  |  | 1200 |  | 52-73-01-CVC0-0010 | 2308 | S-2308-0003-C-23-3515-01205675-N | 731 | 511 | 511 | 227 | 195 | 125 | 4024-0000GT23-FM01 | 22935341 | 680610 | N | N
Polo | Heinrich Tapp GmbH Muelheim an der Ruhr | 0000 | Dämmung Gasturbine | Insulations for gas turbine | Isolationskissen CVC | Insulation Pillow CVC | 3515 | 23MB 301 | GT B+C Parts Emb Parts Insulation | 13 | PCE | Germany |  |  |  | 1200 |  | 52-73-01-CVC0-0010 | 2308 | S-2308-0004-C-23-3515-01205675-N | 723 | 503 | 104 | 227 | 195 | 125 | 4024-0000GT23-FM01 | 22935342 | 680610 | N | N
Polo | Heinrich Tapp GmbH Muelheim an der Ruhr | 0000 | Dämmung Gasturbine | Insulations for gas turbine | Isolationskissen Main Caising | Pillows Main Caising | 3515 | 23MB 301 | GT B+C Parts Emb Parts Insulation | 33 | PCE | Germany |  |  |  | 1200 |  | 52-73-01-MAIN-0010 | 2308 | S-2308-0004-C-23-3515-01205675-N | 723 | 503 | 399 | 227 | 195 | 125 | 4024-0000GT23-FM01 | 22935343 | 680610 | N | N
Polo | Heinrich Tapp GmbH Muelheim an der Ruhr | 0000 | Dämmung Gasturbine | Insulations for gas turbine | Isolationskissen Main Caising | Pillows Main Caising | 3515 | 23MB 301 | GT B+C Parts Emb Parts Insulation | 22 | PCE | Germany |  |  |  | 1200 |  | 52-73-01-MAIN-0010 | 2308 | S-2308-0005-C-23-3515-01205675-N | 661 | 441 | 441 | 227 | 195 | 125 | 4024-0000GT23-FM01 | 22935344 | 680610 | N | N
Polo | Heinrich Tapp GmbH Muelheim an der Ruhr | 0000 | Dämmung Gasturbine | Insulations for gas turbine | Zusatzmatten 500x500x50 mm | Additional Mats 500x500x50 mm | 3515 | 23MB 301 | GT B+C Parts Emb Parts Insulation | 5 | PCE | Germany |  |  |  | 1200 |  | 64-20-AM-0500-0500 | 2308 | S-2308-0006-C-23-3515-01205675-N | 650 | 430 | 19 | 227 | 195 | 125 | 4024-0000GT23-FM01 | 22935346 | 680610 | N | N
Polo | Heinrich Tapp GmbH Muelheim an der Ruhr | 0000 | Dämmung Gasturbine | Insulations for gas turbine | Zusatzmatten 600x300x50 mm | Additional Mats 600x300x50 mm | 3515 | 23MB 301 | GT B+C Parts Emb Parts Insulation | 5 | PCE | Germany |  |  |  | 1200 |  | 64-20-AM-0600-0300 | 2308 | S-2308-0006-C-23-3515-01205675-N | 650 | 430 | 19 | 227 | 195 | 125 | 4024-0000GT23-FM01 | 22935347 | 680610 | N | N
Polo | Heinrich Tapp GmbH Muelheim an der Ruhr | 0000 | Dämmung Gasturbine | Insulations for gas turbine | Zusatzmatten 600x450x50 mm | Additional Mats 600x450x50 mm | 3515 | 23MB 301 | GT B+C Parts Emb Parts Insulation | 5 | PCE | Germany |  |  |  | 1200 |  | 64-20-AM-0600-0450 | 2308 | S-2308-0006-C-23-3515-01205675-N | 650 | 430 | 19 | 227 | 195 | 125 | 4024-0000GT23-FM01 | 22935348 | 680610 | N | N
Polo | Heinrich Tapp GmbH Muelheim an der Ruhr | 0000 | Dämmung Gasturbine | Insulations for gas turbine | Füllmatte 150x150x25 mm | Filling Mat 150x150x25 mm | 3515 | 23MB 301 | GT B+C Parts Emb Parts Insulation | 5 | PCE | Germany |  |  |  | 1200 |  | 64-20-FM-0150-0150 | 2308 | S-2308-0006-C-23-3515-01205675-N | 650 | 430 | 19 | 227 | 195 | 125 | 4024-0000GT23-FM01 | 22935349 | 680610 | N | N
Polo | Heinrich Tapp GmbH Muelheim an der Ruhr | 0000 | Dämmung Gasturbine | Insulations for gas turbine | Füllmatte 500x150x25 mm | Filling Mat 500x150x25 mm | 3515 | 23MB 301 | GT B+C Parts Emb Parts Insulation | 5 | PCE | Germany |  |  |  | 1200 |  | 64-20-FM-0500-0150 | 2308 | S-2308-0006-C-23-3515-01205675-N | 650 | 430 | 19 | 227 | 195 | 125 | 4024-0000GT23-FM01 | 22935350 | 680610 | N | N
Polo | Heinrich Tapp GmbH Muelheim an der Ruhr | 0000 | Dämmung Gasturbine | Insulations for gas turbine | Füllmatte 1000x150x25 mm | Filling Mat 1000x150x25 mm | 3515 | 23MB 301 | GT B+C Parts Emb Parts Insulation | 5 | PCE | Germany |  |  |  | 1200 |  | 64-20-FM-1000-0150 | 2308 | S-2308-0006-C-23-3515-01205675-N | 650 | 430 | 19 | 227 | 195 | 125 | 4024-0000GT23-FM01 | 22935351 | 680610 | N | N
Polo | Heinrich Tapp GmbH Muelheim an der Ruhr | 0000 | Dämmung Gasturbine | Insulations for gas turbine | Isolationskissen Main Caising | Pillows Main Caising | 3515 | 23MB 301 | GT B+C Parts Emb Parts Insulation | 19 | PCE | Germany |  |  |  | 1200 |  | 52-73-01-MAIN-0010 | 2308 | S-2308-0006-C-23-3515-01205675-N | 650 | 430 | 316 | 227 | 195 | 125 | 4024-0000GT23-FM01 | 22935345 | 680610 | N | N
Polo | Heinrich Tapp GmbH Muelheim an der Ruhr | 0000 | Dämmung Gasturbine | Insulations for gas turbine | Isolationskissen Main Caising | Pillows Main Caising | 3515 | 23MB 301 | GT B+C Parts Emb Parts Insulation | 38 | PCE | Germany |  |  |  | 1200 |  | 52-73-01-MAIN-0010 | 2308 | S-2308-0007-C-23-3515-01205675-N | 694 | 474 | 474 | 227 | 195 | 125 | 4024-0000GT23-FM01 | 22935352 | 680610 | N | N
Polo | Heinrich Tapp GmbH Muelheim an der Ruhr | 0000 | Dämmung Gasturbine | Insulations for gas turbine | Isolationskissen Main Caising | Pillows Main Caising | 3515 | 23MB 301 | GT B+C Parts Emb Parts Insulation | 29 | PCE | Germany |  |  |  | 1200 |  | 52-73-01-MAIN-0010 | 2308 | S-2308-0008-C-23-3515-01205675-N | 699 | 479 | 479 | 227 | 195 | 125 | 4024-0000GT23-FM01 | 22935353 | 680610 | N | N
Polo | Heinrich Tapp GmbH Muelheim an der Ruhr | 0000 | Dämmung Gasturbine | Insulations for gas turbine | Isolationskissen Main Caising | Pillows Main Caising | 3515 | 23MB 301 | GT B+C Parts Emb Parts Insulation | 28 | PCE | Germany |  |  |  | 1200 |  | 52-73-01-MAIN-0010 | 2308 | S-2308-0009-C-23-3515-01205675-N | 736 | 516 | 336 | 227 | 195 | 125 | 4024-0000GT23-FM01 | 22935354 | 680610 | N | N
Polo | Heinrich Tapp GmbH Muelheim an der Ruhr | 0000 | Dämmung Gasturbine | Insulations for gas turbine | Isolationskissen TEM | Insulation Pillow TEM | 3515 | 23MB 301 | GT B+C Parts Emb Parts Insulation | 17 | PCE | Germany |  |  |  | 1200 |  | 52-73-01-TEM0-0010 | 2308 | S-2308-0009-C-23-3515-01205675-N | 736 | 516 | 180 | 227 | 195 | 125 | 4024-0000GT23-FM01 | 22935355 | 680610 | N | N
Polo | Heinrich Tapp GmbH Muelheim an der Ruhr | 0000 | Dämmung Gasturbine | Insulations for gas turbine | Isolationskissen TEC | Insulation Pillow TEC | 3515 | 23MB 301 | GT B+C Parts Emb Parts Insulation | 49 | PCE | Germany |  |  |  | 1200 |  | 52-73-01-TEC0-0010 | 2308 | S-2308-0010-C-23-3515-01205675-N | 790 | 570 | 530 | 227 | 195 | 125 | 4024-0000GT23-FM01 | 22935356 | 680610 | N | N
Polo | Heinrich Tapp GmbH Muelheim an der Ruhr | 0000 | Dämmung Gasturbine | Insulations for gas turbine | Isolationskissen TEM | Insulation Pillow TEM | 3515 | 23MB 301 | GT B+C Parts Emb Parts Insulation | 2 | PCE | Germany |  |  |  | 1200 |  | 52-73-01-TEM0-0010 | 2308 | S-2308-0010-C-23-3515-01205675-N | 790 | 570 | 40 | 227 | 195 | 125 | 4024-0000GT23-FM01 | 22935357 | 680610 | N | N
Polo | Heinrich Tapp GmbH Muelheim an der Ruhr | 0000 | Dämmung Gasturbine | Insulations for gas turbine | Isolationskissen SAS | Insulation Pillow SAS | 3515 | 23MB 301 | GT B+C Parts Emb Parts Insulation | 1 | PCE | Germany |  |  |  | 1200 |  | 52-73-01-TEC0-0010 | 2308 | S-2308-0011-C-23-3515-01205675-N | 796 | 576 | 40 | 227 | 195 | 125 | 4024-0000GT23-FM01 | 22935358 | 680610 | N | N
Polo | Heinrich Tapp GmbH Muelheim an der Ruhr | 0000 | Dämmung Gasturbine | Insulations for gas turbine | Isolationskissen TEM | Insulation Pillow TEM | 3515 | 23MB 301 | GT B+C Parts Emb Parts Insulation | 7 | PCE | Germany |  |  |  | 1200 |  | 52-73-01-TEC0-0010 | 2308 | S-2308-0011-C-23-3515-01205675-N | 796 | 576 | 190 | 227 | 195 | 125 | 4024-0000GT23-FM01 | 22935359 | 680610 | N | N
Polo | Heinrich Tapp GmbH Muelheim an der Ruhr | 0000 | Dämmung Gasturbine | Insulations for gas turbine | Isolationskissen TEC | Insulation Pillow TEC | 3515 | 23MB 301 | GT B+C Parts Emb Parts Insulation | 28 | PCE | Germany |  |  |  | 1200 |  | 52-73-01-TEC0-0010 | 2308 | S-2308-0011-C-23-3515-01205675-N | 796 | 576 | 346 | 227 | 195 | 125 | 4024-0000GT23-FM01 | 22935360 | 680610 | N | N
Polo | Heinrich Tapp GmbH Muelheim an der Ruhr | 0000 | Dämmung Gasturbine | Insulations for gas turbine | CMS-Faser, 128kg/m³, 5000x610x38 mm | CMS-fibre blanket 128 kg/m³; s=38 mm, each 3,05 m² | 3515 | 23MB 301 | GT B+C Parts Emb Parts Insulation | 10 | RO | Germany |  |  |  | 1200 |  | 01-05-02-0000-0038 | 2308 | S-2308-0012-C-23-3515-01205675-N | 520 | 280.963 | 250.963 | 227 | 195 | 125 | 4024-0000GT23-FM01 | 22935361 | 701931 | N | N
Polo | Heinrich Tapp GmbH Muelheim an der Ruhr | 0000 | Dämmung Gasturbine | Insulations for gas turbine | Isolationskissen TEC | Insulation Pillow TEC | 3515 | 23MB 301 | GT B+C Parts Emb Parts Insulation | 5 | PCE | Germany |  |  |  | 1200 |  | 52-73-01-TEC0-0010 | 2308 | S-2308-0012-C-23-3515-01205675-N | 520 | 280.963 | 30 | 227 | 195 | 125 | 4024-0000GT23-FM01 | 22935362 | 680610 | N | N
Polo | Heinrich Tapp GmbH Muelheim an der Ruhr | 0000 | Dämmung Gasturbine | Insulations for gas turbine | Halter CVC Kappe | Support CVC Cap | 3515 | 23MB 301 | GT B+C Parts Emb Parts Insulation | 20 | PCE | Germany |  |  |  | 1200 |  | 52-71-02-CVC0-0101 | 2308 | S-2308-0013-C-23-3515-01205675-N | 1640 | 860 | 50 | 350 | 220 | 220 | 4024-0000GT23-FM01 | 22935366 | 721924 | N | N
Polo | Heinrich Tapp GmbH Muelheim an der Ruhr | 0000 | Dämmung Gasturbine | Insulations for gas turbine | Stützkonstruktion () | Support Frames () | 3515 | 23MB 301 | GT B+C Parts Emb Parts Insulation | 15 | SET | Germany |  |  |  | 1200 |  | 70-00-00-0000-0000 | 2308 | S-2308-0013-C-23-3515-01205675-N | 1640 | 860 | 240 | 350 | 220 | 220 | 4024-0000GT23-FM01 | 22935363 | 721491 | N | N
Polo | Heinrich Tapp GmbH Muelheim an der Ruhr | 0000 | Dämmung Gasturbine | Insulations for gas turbine | vorgerichtete Bleche | pref. sheets | 3515 | 23MB 301 | GT B+C Parts Emb Parts Insulation | 1 | SET | Germany |  |  |  | 1200 |  | 71-00-00-0000-0000 | 2308 | S-2308-0013-C-23-3515-01205675-N | 1640 | 860 | 260 | 350 | 220 | 220 | 4024-0000GT23-FM01 | 22935364 | 721934 | N | N
Polo | Heinrich Tapp GmbH Muelheim an der Ruhr | 0000 | Dämmung Gasturbine | Insulations for gas turbine | Vorgerichtete Bleche Alu-Zinc () | Prefabricated sheets Alu-Zinc () | 3515 | 23MB 301 | GT B+C Parts Emb Parts Insulation | 1 | SET | Germany |  |  |  | 1200 |  | 93-00-00-000M-B000 | 2308 | S-2308-0013-C-23-3515-01205675-N | 1640 | 860 | 310 | 350 | 220 | 220 | 4024-0000GT23-FM01 | 22935365 | 721061 | N | N
Polo | Heinrich Tapp GmbH Muelheim an der Ruhr | 0000 | Dämmung Gasturbine | Insulations for gas turbine | Drahtnetzmatte - 060 mm, 3,5 m²/Rolle, 80 kg/m³ | Rockwool mat 060 mm, 3,5 m²/roll, 80 kg/m³ | 3515 | 23MB 301 | GT B+C Parts Emb Parts Insulation | 4 | RO | Germany |  |  |  | 1200 |  | 01-01-13-0000-0060 | 2308 | S-2308-0014-C-23-3515-01205675-N | 1520 | 949 | 67 | 350 | 220 | 220 | 4024-0000GT23-FM01 | 22935367 | 680610 | N | N
Polo | Heinrich Tapp GmbH Muelheim an der Ruhr | 0000 | Dämmung Gasturbine | Insulations for gas turbine | CMS-Faser, 128kg/m³, 7320x610x25 mm | CMS-fibre blanket 128 kg/m³; s=25 mm, each 4,47 m² | 3515 | 23MB 301 | GT B+C Parts Emb Parts Insulation | 13 | RO | Germany |  |  |  | 1200 |  | 01-05-02-0000-0025 | 2308 | S-2308-0014-C-23-3515-01205675-N | 1520 | 949 | 317 | 350 | 220 | 220 | 4024-0000GT23-FM01 | 22935368 | 701931 | N | N
Polo | Heinrich Tapp GmbH Muelheim an der Ruhr | 0000 | Dämmung Gasturbine | Insulations for gas turbine | vorgerichtete Bleche | pref. sheets | 3515 | 23MB 301 | GT B+C Parts Emb Parts Insulation | 1 | SET | Germany |  |  |  | 1200 |  | 71-00-00-0000-0000 | 2308 | S-2308-0014-C-23-3515-01205675-N | 1520 | 949 | 240 | 350 | 220 | 220 | 4024-0000GT23-FM01 | 22935369 | 721934 | N | N
Polo | Heinrich Tapp GmbH Muelheim an der Ruhr | 0000 | Dämmung Gasturbine | Insulations for gas turbine | Vorgerichtete Bleche Aluminium () | Prefabricated sheets Aluminium () | 3515 | 23MB 301 | GT B+C Parts Emb Parts Insulation | 76 | SET | Germany |  |  |  | 1200 |  | 91-00-00-000G-T801 | 2308 | S-2308-0014-C-23-3515-01205675-N | 1520 | 949 | 325 | 350 | 220 | 220 | 4024-0000GT23-FM01 | 22935370 | 760611 | N | N
Polo | Heinrich Tapp GmbH Muelheim an der Ruhr | 0000 | Dämmung Gasturbine | Insulations for gas turbine | Drahtnetzmatte - 100 mm, 2,0 m²/Rolle, 100 kg/m³ | Rockwool mat 100 mm, 2,0 m²/roll, 100 kg/m³ | 3515 | 23MB 301 | GT B+C Parts Emb Parts Insulation | 18 | MTK | Germany |  |  |  | 1200 |  | 01-01-15-0000-0100 | 2308 | S-2308-0015-C-23-3515-01205675-N | 1578 | 818 | 180 | 350 | 220 | 220 | 4024-0000GT23-FM01 | 22935371 | 680610 | N | N
Polo | Heinrich Tapp GmbH Muelheim an der Ruhr | 0000 | Dämmung Gasturbine | Insulations for gas turbine | Vorgerichtete Bleche Alu-Zinc () | Prefabricated sheets Alu-Zinc () | 3515 | 23MB 301 | GT B+C Parts Emb Parts Insulation | 78 | SET | Germany |  |  |  | 1200 |  | 93-00-00-000G-T801 | 2308 | S-2308-0015-C-23-3515-01205675-N | 1578 | 818 | 638 | 350 | 220 | 220 | 4024-0000GT23-FM01 | 22935372 | 721061 | N | N
Polo | Heinrich Tapp GmbH Muelheim an der Ruhr | 0000 | Dämmung Gasturbine | Insulations for gas turbine | CMS-Faser, 128kg/m³, 7320x610x25 mm | CMS-fibre blanket 128 kg/m³; s=25 mm, each 4,47 m² | 3515 | 23MB 301 | GT B+C Parts Emb Parts Insulation | 8 | RO | Germany |  |  |  | 1200 |  | 01-05-02-0000-0025 | 2308 | S-2308-0016-C-23-3515-01205675-N | 1240 | 912.463 | 317.569 | 350 | 220 | 220 | 4024-0000GT23-FM01 | 22935373 | 701931 | N | N
Polo | Heinrich Tapp GmbH Muelheim an der Ruhr | 0000 | Dämmung Gasturbine | Insulations for gas turbine | Rohrschale, unkaschiert - 033/050 mm | Pipe section - 033/050 mm | 3515 | 23MB 301 | GT B+C Parts Emb Parts Insulation | 1 | PCE | Germany |  |  |  | 1200 |  | 01-09-01-0033-0050 | 2308 | S-2308-0016-C-23-3515-01205675-N | 1240 | 912.463 | 1.602 | 350 | 220 | 220 | 4024-0000GT23-FM01 | 22935375 | 680610 | N | N
Polo | Heinrich Tapp GmbH Muelheim an der Ruhr | 0000 | Dämmung Gasturbine | Insulations for gas turbine | Rohrschale, unkaschiert - 060/050 mm | Pipe section - 060/050 mm | 3515 | 23MB 301 | GT B+C Parts Emb Parts Insulation | 28 | PCE | Germany |  |  |  | 1200 |  | 01-09-01-0060-0050 | 2308 | S-2308-0016-C-23-3515-01205675-N | 1240 | 912.463 | 56.672 | 350 | 220 | 220 | 4024-0000GT23-FM01 | 22935376 | 680610 | N | N
Polo | Heinrich Tapp GmbH Muelheim an der Ruhr | 0000 | Dämmung Gasturbine | Insulations for gas turbine | Rohrschale, unkaschiert - 273/ 80 mm | Pipe section - 273/ 80 mm | 3515 | 23MB 301 | GT B+C Parts Emb Parts Insulation | 1 | PCE | Germany |  |  |  | 1200 |  | 01-09-01-0273-0080 | 2308 | S-2308-0016-C-23-3515-01205675-N | 1240 | 912.463 | 9.87 | 350 | 220 | 220 | 4024-0000GT23-FM01 | 22935377 | 680610 | N | N
Polo | Heinrich Tapp GmbH Muelheim an der Ruhr | 0000 | Dämmung Gasturbine | Insulations for gas turbine | Rohrschale, unkaschiert - 273/120 mm | Pipe section - 273/120 mm | 3515 | 23MB 301 | GT B+C Parts Emb Parts Insulation | 3 | PCE | Germany |  |  |  | 1200 |  | 01-09-01-0273-0120 | 2308 | S-2308-0016-C-23-3515-01205675-N | 1240 | 912.463 | 47.16 | 350 | 220 | 220 | 4024-0000GT23-FM01 | 22935378 | 680610 | N | N
Polo | Heinrich Tapp GmbH Muelheim an der Ruhr | 0000 | Dämmung Gasturbine | Insulations for gas turbine | Rohrschale, unkaschiert - 324/ 50 mm | Pipe section - 324/ 50 mm | 3515 | 23MB 301 | GT B+C Parts Emb Parts Insulation | 2 | PCE | Germany |  |  |  | 1200 |  | 01-09-01-0324-0050 | 2308 | S-2308-0016-C-23-3515-01205675-N | 1240 | 912.463 | 13.66 | 350 | 220 | 220 | 4024-0000GT23-FM01 | 22935379 | 680610 | N | N
Polo | Heinrich Tapp GmbH Muelheim an der Ruhr | 0000 | Dämmung Gasturbine | Insulations for gas turbine | Rohrschale, unkaschiert - 324/120 mm | Pipe section - 324/120 mm | 3515 | 23MB 301 | GT B+C Parts Emb Parts Insulation | 4 | PCE | Germany |  |  |  | 1200 |  | 01-09-01-0324-0120 | 2308 | S-2308-0016-C-23-3515-01205675-N | 1240 | 912.463 | 70.92 | 350 | 220 | 220 | 4024-0000GT23-FM01 | 22935380 | 680610 | N | N
Polo | Heinrich Tapp GmbH Muelheim an der Ruhr | 0000 | Dämmung Gasturbine | Insulations for gas turbine | Rohrschale, unkaschiert - 356/ 80 mm | Pipe section - 356/ 80 mm | 3515 | 23MB 301 | GT B+C Parts Emb Parts Insulation | 5 | PCE | Germany |  |  |  | 1200 |  | 01-09-01-0356-0080 | 2308 | S-2308-0016-C-23-3515-01205675-N | 1240 | 912.463 | 60.85 | 350 | 220 | 220 | 4024-0000GT23-FM01 | 22935381 | 680610 | N | N
Polo | Heinrich Tapp GmbH Muelheim an der Ruhr | 0000 | Dämmung Gasturbine | Insulations for gas turbine | Rohrschale, unkaschiert - 356/120 mm | Pipe section - 356/120 mm | 3515 | 23MB 301 | GT B+C Parts Emb Parts Insulation | 16 | PCE | Germany |  |  |  | 1200 |  | 01-09-01-0356-0120 | 2308 | S-2308-0016-C-23-3515-01205675-N | 1240 | 912.463 | 304.16 | 350 | 220 | 220 | 4024-0000GT23-FM01 | 22935382 | 680610 | N | N
Polo | Heinrich Tapp GmbH Muelheim an der Ruhr | 0000 | Dämmung Gasturbine | Insulations for gas turbine | Fluffige Lose Steinwolle je 15 kg | Fluffy Rockwool, loose, each 15 kg | 3515 | 23MB 301 | GT B+C Parts Emb Parts Insulation | 30 | KGM | Germany |  |  |  | 1200 |  | 01-99-01-0000-9999 | 2308 | S-2308-0016-C-23-3515-01205675-N | 1240 | 912.463 | 30 | 350 | 220 | 220 | 4024-0000GT23-FM01 | 22935374 | 680610 | N | N
Polo | Heinrich Tapp GmbH Muelheim an der Ruhr | 0000 | Dämmung Gasturbine | Insulations for gas turbine | CMS-Faser, 128kg/m³, 5000x610x38 mm | CMS-fibre blanket 128 kg/m³; s=38 mm, each 3,05 m² | 3515 | 23MB 301 | GT B+C Parts Emb Parts Insulation | 6 | RO | Germany |  |  |  | 1200 |  | 01-05-02-0000-0038 | 2308 | S-2308-0017-C-23-3515-01205675-N | 1680 | 1145.182 | 250.963 | 350 | 220 | 220 | 4024-0000GT23-FM01 | 22935383 | 701931 | N | N
Polo | Heinrich Tapp GmbH Muelheim an der Ruhr | 0000 | Dämmung Gasturbine | Insulations for gas turbine | CMS-Faser, 128kg/m³, 3660x610x50 mm | CMS-fibre blanket 128 kg/m³; s=50 mm, each 2,24 m² | 3515 | 23MB 301 | GT B+C Parts Emb Parts Insulation | 59 | RO | Germany |  |  |  | 1200 |  | 01-05-02-0000-0050 | 2308 | S-2308-0017-C-23-3515-01205675-N | 1680 | 1145.182 | 894.219 | 350 | 220 | 220 | 4024-0000GT23-FM01 | 22935384 | 701931 | N | N
Polo | Heinrich Tapp GmbH Muelheim an der Ruhr | 0000 | Dämmung Gasturbine | Insulations for gas turbine | Isolationskissen CVC | Insulation Pillow CVC | 3515 | 23MB 301 | GT B+C Parts Emb Parts Insulation | 18 | PCE | Germany |  |  |  | 1200 |  | 52-73-01-CVC0-0010 | 2308 | S-2308-0018-C-23-3515-01205675-N | 691 | 471 | 150 | 227 | 195 | 125 | 4024-0000GT23-FM01 | 22935338 | 680610 | N | N
Polo | Heinrich Tapp GmbH Muelheim an der Ruhr | 0000 | Dämmung Gasturbine | Insulations for gas turbine | Isolationskissen SAS | Insulation Pillow SAS | 3515 | 23MB 301 | GT B+C Parts Emb Parts Insulation | 1 | PCE | Germany |  |  |  | 1200 |  | 52-73-01-MAIN-0010 | 2308 | S-2308-0018-C-23-3515-01205675-N | 691 | 471 | 35 | 227 | 195 | 125 | 4024-0000GT23-FM01 | 22935339 | 680610 | N | N
Polo | Heinrich Tapp GmbH Muelheim an der Ruhr | 0000 | Dämmung Gasturbine | Insulations for gas turbine | Isolationskissen Main Caising | Pillows Main Caising | 3515 | 23MB 301 | GT B+C Parts Emb Parts Insulation | 38 | PCE | Germany |  |  |  | 1200 |  | 52-73-01-MAIN-0010 | 2308 | S-2308-0018-C-23-3515-01205675-N | 691 | 471 | 286 | 227 | 195 | 125 | 4024-0000GT23-FM01 | 22935340 | 680610 | N | N
Polo | Heinrich Tapp GmbH Muelheim an der Ruhr | 0000 | Dämmung Gasturbine | Insulation for gas turbine | Nord-Lock Sicherungsscheibe M8, VA | Locking Devices M8, stainless | 3515 | 23MB 301 | GT B+C Parts Emb Parts Insulation | 1050 | PCE | China P.R. |  |  |  | 1200 |  | 05-02-52-0000-0080 | 2308 | S-2308-0019-C-23-3515-01205675-N | 1017 | 681.012 | 1.47 | 227 | 195 | 125 | 4024-0000GT23-FM02 | 22936390 | 830990 | N | N
Polo | Heinrich Tapp GmbH Muelheim an der Ruhr | 0000 | Dämmung Gasturbine | Insulation for gas turbine | Nieten Edelstahl 3,2x8,0 mm | Rivets stainless 3,2x8,0 mm | 3515 | 23MB 301 | GT B+C Parts Emb Parts Insulation | 800 | PCE | China P.R. |  |  |  | 1200 |  | 05-03-50-0032-0080 | 2308 | S-2308-0019-C-23-3515-01205675-N | 1017 | 681.012 | 1.12 | 227 | 195 | 125 | 4024-0000GT23-FM02 | 22936367 | 830820 | N | N
Polo | Heinrich Tapp GmbH Muelheim an der Ruhr | 0000 | Dämmung Gasturbine | Insulation for gas turbine | Nieten Edelstahl 4,0x10,0 mm | Rivets stainless 4,0x10,0 mm | 3515 | 23MB 301 | GT B+C Parts Emb Parts Insulation | 500 | PCE | China P.R. |  |  |  | 1200 |  | 05-03-50-0040-0100 | 2308 | S-2308-0019-C-23-3515-01205675-N | 1017 | 681.012 | 1.25 | 227 | 195 | 125 | 4024-0000GT23-FM02 | 22936368 | 830820 | N | N
Polo | Heinrich Tapp GmbH Muelheim an der Ruhr | 0000 | Dämmung Gasturbine | Insulation for gas turbine | Verschlüsse A2 K.Schloß, mittel mit Haken | Fasteners stainless middle, with hooks | 3515 | 23MB 301 | GT B+C Parts Emb Parts Insulation | 20 | PCE | China P.R. |  |  |  | 1200 |  | 05-04-50-0000-0004 | 2308 | S-2308-0019-C-23-3515-01205675-N | 1017 | 681.012 | 11.6 | 227 | 195 | 125 | 4024-0000GT23-FM02 | 22936369 | 830249 | N | N
Polo | Heinrich Tapp GmbH Muelheim an der Ruhr | 0000 | Dämmung Gasturbine | Insulation for gas turbine | Gegenhaken für Verschlüsse, Edelstahl | Clamps for fasteners stainless | 3515 | 23MB 301 | GT B+C Parts Emb Parts Insulation | 100 | PCE | China P.R. |  |  |  | 1200 |  | 05-04-50-0000-0009 | 2308 | S-2308-0019-C-23-3515-01205675-N | 1017 | 681.012 | 1 | 227 | 195 | 125 | 4024-0000GT23-FM02 | 22936370 | 830249 | N | N
Polo | Heinrich Tapp GmbH Muelheim an der Ruhr | 0000 | Dämmung Gasturbine | Insulation for gas turbine | Plättchen VA Knöppe"" | Washers | 3515 | 23MB 301 | GT B+C Parts Emb Parts Insulation | 100 | PCE | China P.R. |  |  |  | 1200 |  | 05-05-50-0000-0009 | 2308 | S-2308-0019-C-23-3515-01205675-N | 1017 | 681.012 | 0.391 | 227 | 195 | 125 | 4024-0000GT23-FM02 | 22936371 | 830890 | N | N
Polo | Heinrich Tapp GmbH Muelheim an der Ruhr | 0000 | Dämmung Gasturbine | Insulation for gas turbine | Montagehaken inkl. Dome Caps | Pins incl. dome caps, stainless | 3515 | 23MB 301 | GT B+C Parts Emb Parts Insulation | 100 | PCE | China P.R. |  |  |  | 1200 |  | 05-05-50-0000-0114 | 2308 | S-2308-0019-C-23-3515-01205675-N | 1017 | 681.012 | 10 | 227 | 195 | 125 | 4024-0000GT23-FM02 | 22936372 | 830890 | N | N
Polo | Heinrich Tapp GmbH Muelheim an der Ruhr | 0000 | Dämmung Gasturbine | Insulation for gas turbine | Wickeldraht, verzinkt, 0,7 mm, auf Holzspulen je 0,1 kg | Wire galv. 0,7 mm, each 0,1 kg | 3515 | 23MB 301 | GT B+C Parts Emb Parts Insulation | 1 | KGM | China P.R. |  |  |  | 1200 |  | 05-06-20-0000-0007 | 2308 | S-2308-0019-C-23-3515-01205675-N | 1017 | 681.012 | 1 | 227 | 195 | 125 | 4024-0000GT23-FM02 | 22936359 | 722300 | N | N
Polo | Heinrich Tapp GmbH Muelheim an der Ruhr | 0000 | Dämmung Gasturbine | Insulation for gas turbine | Bindedraht, verzinkt, 1,2 mm, in Spinnen je 1 kg | Wire galv. 1,2 mm, each 1 kg | 3515 | 23MB 301 | GT B+C Parts Emb Parts Insulation | 6 | PCE | China P.R. |  |  |  | 1200 |  | 05-06-20-0001-0012 | 2308 | S-2308-0019-C-23-3515-01205675-N | 1017 | 681.012 | 6 | 227 | 195 | 125 | 4024-0000GT23-FM02 | 22936373 | 722300 | N | N
Polo | Heinrich Tapp GmbH Muelheim an der Ruhr | 0000 | Dämmung Gasturbine | Insulation for gas turbine | Wickeldraht, VA, 0,65 mm, auf Holzspulen je 0,1 kg | Wire stainless 0,65 mm, each 0,1 kg | 3515 | 23MB 301 | GT B+C Parts Emb Parts Insulation | 2 | KGM | China P.R. |  |  |  | 1200 |  | 05-06-50-0000-0007 | 2308 | S-2308-0019-C-23-3515-01205675-N | 1017 | 681.012 | 2 | 227 | 195 | 125 | 4024-0000GT23-FM02 | 22936361 | 721990 | N | N
Polo | Heinrich Tapp GmbH Muelheim an der Ruhr | 0000 | Dämmung Gasturbine | Insulation for gas turbine | Bindedraht, VA 0,8 mm, je 1,0 kg | Wire stainless, 0,8 mm, each 1,0 kg | 3515 | 23MB 301 | GT B+C Parts Emb Parts Insulation | 1 | KGM | China P.R. |  |  |  | 1200 |  | 05-06-50-0000-0011 | 2308 | S-2308-0019-C-23-3515-01205675-N | 1017 | 681.012 | 1 | 227 | 195 | 125 | 4024-0000GT23-FM02 | 22936360 | 722300 | N | N
Polo | Heinrich Tapp GmbH Muelheim an der Ruhr | 0000 | Dämmung Gasturbine | Insulation for gas turbine | Anschweißstift / H.-Isolierstift, 1.4301 Ø 3mm, 170mm | welding stud, 1.4301 Ø 3mm, 170mm | 3515 | 23MB 301 | GT B+C Parts Emb Parts Insulation | 300 | PCE | China P.R. |  |  |  | 1200 |  | 05-99-20-0003-0170 | 2308 | S-2308-0019-C-23-3515-01205675-N | 1017 | 681.012 | 2 | 227 | 195 | 125 | 4024-0000GT23-FM02 | 22936391 | 731700 | N | N
Polo | Heinrich Tapp GmbH Muelheim an der Ruhr | 0000 | Dämmung Gasturbine | Insulation for gas turbine | Anschweißstift / H.-Isolierstift, 1.4301 Ø 3mm, 260mm | welding stud, 1.4301 Ø 3mm, 260mm | 3515 | 23MB 301 | GT B+C Parts Emb Parts Insulation | 600 | PCE | China P.R. |  |  |  | 1200 |  | 05-99-20-0003-0260 | 2308 | S-2308-0019-C-23-3515-01205675-N | 1017 | 681.012 | 5 | 227 | 195 | 125 | 4024-0000GT23-FM02 | 22936392 | 731700 | N | N
Polo | Heinrich Tapp GmbH Muelheim an der Ruhr | 0000 | Dämmung Gasturbine | Insulation for gas turbine | Clips für Anschweißstifte 3 mm, VA Ø 38 mm | Clips for welding stud 3 mm, stainless Ø 38 mm | 3515 | 23MB 301 | GT B+C Parts Emb Parts Insulation | 3600 | PCE | China P.R. |  |  |  | 1200 |  | 05-99-50-1003-0038 | 2308 | S-2308-0019-C-23-3515-01205675-N | 1017 | 681.012 | 5.196 | 227 | 195 | 125 | 4024-0000GT23-FM02 | 22936393 | 830990 | N | N
Polo | Heinrich Tapp GmbH Muelheim an der Ruhr | 0000 | Dämmung Gasturbine | Insulation for gas turbine | Einweg-Schutzanzüge XL | One-way-protective clothing XL | 3515 | 23MB 301 | GT B+C Parts Emb Parts Insulation | 5 | PCE | India |  |  |  | 1200 |  | 08-00-00-0000-0028 | 2308 | S-2308-0019-C-23-3515-01205675-N | 1017 | 681.012 | 1.568 | 227 | 195 | 125 | 4024-0000GT23-FM02 | 22936396 | 621010 | N | N
Polo | Heinrich Tapp GmbH Muelheim an der Ruhr | 0000 | Dämmung Gasturbine | Insulation for gas turbine | Einweg-Schutzanzüge XXL | One-way-protective clothing XXL | 3515 | 23MB 301 | GT B+C Parts Emb Parts Insulation | 5 | PCE | India |  |  |  | 1200 |  | 08-00-00-0000-0029 | 2308 | S-2308-0019-C-23-3515-01205675-N | 1017 | 681.012 | 1.668 | 227 | 195 | 125 | 4024-0000GT23-FM02 | 22936397 | 621010 | N | N
Polo | Heinrich Tapp GmbH Muelheim an der Ruhr | 0000 | Dämmung Gasturbine | Insulation for gas turbine | Feinstaubmasken P2 | Filtering half mask P2 | 3515 | 23MB 301 | GT B+C Parts Emb Parts Insulation | 20 | PCE | India |  |  |  | 1200 |  | 08-00-00-0000-0031 | 2308 | S-2308-0019-C-23-3515-01205675-N | 1017 | 681.012 | 0.4 | 227 | 195 | 125 | 4024-0000GT23-FM02 | 22936398 | 630790 | N | N
Polo | Heinrich Tapp GmbH Muelheim an der Ruhr | 0000 | Dämmung Gasturbine | Insulation for gas turbine | Lederhandschuhe / Rindsvollederhandschuhe | Working gloves | 3515 | 23MB 301 | GT B+C Parts Emb Parts Insulation | 10 | PR | India |  |  |  | 1200 |  | 08-00-00-0000-0042 | 2308 | S-2308-0019-C-23-3515-01205675-N | 1017 | 681.012 | 1.735 | 227 | 195 | 125 | 4024-0000GT23-FM02 | 22936395 | 420329 | N | N
Polo | Heinrich Tapp GmbH Muelheim an der Ruhr | 0000 | Dämmung Gasturbine | Insulation for gas turbine | Bohrer 3,25 mm | Drill 3,25 mm | 3515 | 23MB 301 | GT B+C Parts Emb Parts Insulation | 30 | PCE | China P.R. |  |  |  | 1200 |  | 09-02-00-0000-0325 | 2308 | S-2308-0019-C-23-3515-01205675-N | 1017 | 681.012 | 0.07 | 227 | 195 | 125 | 4024-0000GT23-FM02 | 22936374 | 820510 | N | N
Polo | Heinrich Tapp GmbH Muelheim an der Ruhr | 0000 | Dämmung Gasturbine | Insulation for gas turbine | Bohrer 3,5 mm | Drill 3,5 mm | 3515 | 23MB 301 | GT B+C Parts Emb Parts Insulation | 50 | PCE | China P.R. |  |  |  | 1200 |  | 09-02-00-0000-0350 | 2308 | S-2308-0019-C-23-3515-01205675-N | 1017 | 681.012 | 0.13 | 227 | 195 | 125 | 4024-0000GT23-FM02 | 22936375 | 820510 | N | N
Polo | Heinrich Tapp GmbH Muelheim an der Ruhr | 0000 | Dämmung Gasturbine | Insulation for gas turbine | Bohrer 4,1 mm | Drill 4,1 mm | 3515 | 23MB 301 | GT B+C Parts Emb Parts Insulation | 10 | PCE | China P.R. |  |  |  | 1200 |  | 09-02-00-0000-0410 | 2308 | S-2308-0019-C-23-3515-01205675-N | 1017 | 681.012 | 0.05 | 227 | 195 | 125 | 4024-0000GT23-FM02 | 22936376 | 820510 | N | N
Polo | Heinrich Tapp GmbH Muelheim an der Ruhr | 0000 | Dämmung Gasturbine | Insulation for gas turbine | Bohrer 5,0 mm | Drill 5,0 mm | 3515 | 23MB 301 | GT B+C Parts Emb Parts Insulation | 20 | PCE | China P.R. |  |  |  | 1200 |  | 09-02-00-0000-0500 | 2308 | S-2308-0019-C-23-3515-01205675-N | 1017 | 681.012 | 0.164 | 227 | 195 | 125 | 4024-0000GT23-FM02 | 22936377 | 820510 | N | N
Polo | Heinrich Tapp GmbH Muelheim an der Ruhr | 0000 | Dämmung Gasturbine | Insulation for gas turbine | Bohrer 6,5 mm | Drill 6,5 mm | 3515 | 23MB 301 | GT B+C Parts Emb Parts Insulation | 10 | PCE | China P.R. |  |  |  | 1200 |  | 09-02-00-0000-0650 | 2308 | S-2308-0019-C-23-3515-01205675-N | 1017 | 681.012 | 0.114 | 227 | 195 | 125 | 4024-0000GT23-FM02 | 22936378 | 820510 | N | N
Polo | Heinrich Tapp GmbH Muelheim an der Ruhr | 0000 | Dämmung Gasturbine | Insulation for gas turbine | Bohrer 7,5 mm | Drill 7,5 mm | 3515 | 23MB 301 | GT B+C Parts Emb Parts Insulation | 10 | PCE | China P.R. |  |  |  | 1200 |  | 09-02-00-0000-0750 | 2308 | S-2308-0019-C-23-3515-01205675-N | 1017 | 681.012 | 0.368 | 227 | 195 | 125 | 4024-0000GT23-FM02 | 22936379 | 820510 | N | N
Polo | Heinrich Tapp GmbH Muelheim an der Ruhr | 0000 | Dämmung Gasturbine | Insulation for gas turbine | Bohrer 8,5 mm | Drill 8,5 mm | 3515 | 23MB 301 | GT B+C Parts Emb Parts Insulation | 10 | PCE | China P.R. |  |  |  | 1200 |  | 09-02-00-0000-0850 | 2308 | S-2308-0019-C-23-3515-01205675-N | 1017 | 681.012 | 0.368 | 227 | 195 | 125 | 4024-0000GT23-FM02 | 22936380 | 820510 | N | N
Polo | Heinrich Tapp GmbH Muelheim an der Ruhr | 0000 | Dämmung Gasturbine | Insulation for gas turbine | Bandmaße 3 m | Measuring stick, 3 m | 3515 | 23MB 301 | GT B+C Parts Emb Parts Insulation | 2 | PCE | China P.R. |  |  |  | 1200 |  | 09-03-00-0000-0001 | 2308 | S-2308-0019-C-23-3515-01205675-N | 1017 | 681.012 | 0.239 | 227 | 195 | 125 | 4024-0000GT23-FM02 | 22936381 | 901780 | N | N
Polo | Heinrich Tapp GmbH Muelheim an der Ruhr | 0000 | Dämmung Gasturbine | Insulation for gas turbine | Stift / Edding | Pen / Edding | 3515 | 23MB 301 | GT B+C Parts Emb Parts Insulation | 5 | PCE | China P.R. |  |  |  | 1200 |  | 49-99-99-0000-0001 | 2308 | S-2308-0019-C-23-3515-01205675-N | 1017 | 681.012 | 0.07 | 227 | 195 | 125 | 4024-0000GT23-FM02 | 22936394 | 960910 | N | N
Polo | Heinrich Tapp GmbH Muelheim an der Ruhr | 0000 | Dämmung Gasturbine | Insulation for gas turbine | Aluzinc-Bleche in Tafeln, 2000x1000x0,8 mm | Sheets Aluzinc 2000x1000x0,8 mm | 3515 | 23MB 301 | GT B+C Parts Emb Parts Insulation | 8 | MTK | China P.R. |  |  |  | 1200 |  | 02-01-40-0000-0008 | 2308 | S-2308-0019-C-23-3515-01205675-N | 1017 | 681.012 | 45.952 | 227 | 195 | 125 | 4024-0000GT23-FM02 | 22936362 | 721061 | N | N
Polo | Heinrich Tapp GmbH Muelheim an der Ruhr | 0000 | Dämmung Gasturbine | Insulation for gas turbine | Aluzinc-Bleche in Tafeln, 2000x1000x1,0 mm | Sheets Aluzinc 2000x1000x1,0 mm | 3515 | 23MB 301 | GT B+C Parts Emb Parts Insulation | 44 | MTK | China P.R. |  |  |  | 1200 |  | 02-01-40-0000-0100 | 2308 | S-2308-0019-C-23-3515-01205675-N | 1017 | 681.012 | 315.92 | 227 | 195 | 125 | 4024-0000GT23-FM02 | 22936363 | 721061 | N | N
Polo | Heinrich Tapp GmbH Muelheim an der Ruhr | 0000 | Dämmung Gasturbine | Insulation for gas turbine | Lochblech Aluzinc, RV 3/5, 2000x1000x1,0 mm | Perforated sheet AZ, RV 3/5, 2000x1000x1 mm | 3515 | 23MB 301 | GT B+C Parts Emb Parts Insulation | 46 | MTK | China P.R. |  |  |  | 1200 |  | 02-01-40-0009-0010 | 2308 | S-2308-0019-C-23-3515-01205675-N | 1017 | 681.012 | 231.196 | 227 | 195 | 125 | 4024-0000GT23-FM02 | 22936364 | 721914 | N | N
Polo | Heinrich Tapp GmbH Muelheim an der Ruhr | 0000 | Dämmung Gasturbine | Insulation for gas turbine | Lochblech Edelstahl RV 5/8, 2000x1000x1,0 mm | Perf. Sheet stainless 2000x1000x1 mm | 3515 | 23MB 301 | GT B+C Parts Emb Parts Insulation | 2 | MTK | China P.R. |  |  |  | 1200 |  | 02-01-50-0010-0010 | 2308 | S-2308-0019-C-23-3515-01205675-N | 1017 | 681.012 | 11.2 | 227 | 195 | 125 | 4024-0000GT23-FM02 | 22936365 | 721914 | N | N
Polo | Heinrich Tapp GmbH Muelheim an der Ruhr | 0000 | Dämmung Gasturbine | Insulation for gas turbine | Nord-Lock Sicherungsscheibe verz. M6 | Washers Nord-Lock galv. M6 | 3515 | 23MB 301 | GT B+C Parts Emb Parts Insulation | 150 | PCE | China P.R. |  |  |  | 1200 |  | 05-02-20-0000-0006 | 2308 | S-2308-0019-C-23-3515-01205675-N | 1017 | 681.012 | 0.537 | 227 | 195 | 125 | 4024-0000GT23-FM02 | 22936382 | 830990 | N | N
Polo | Heinrich Tapp GmbH Muelheim an der Ruhr | 0000 | Dämmung Gasturbine | Insulation for gas turbine | Maschinenschrauben DIN 933 verzinkt, M8x60 | Bolts galv. M8x60 | 3515 | 23MB 301 | GT B+C Parts Emb Parts Insulation | 15 | PCE | China P.R. |  |  |  | 1200 |  | 05-02-20-0933-0860 | 2308 | S-2308-0019-C-23-3515-01205675-N | 1017 | 681.012 | 0.366 | 227 | 195 | 125 | 4024-0000GT23-FM02 | 22936383 | 731815 | N | N
Polo | Heinrich Tapp GmbH Muelheim an der Ruhr | 0000 | Dämmung Gasturbine | Insulation for gas turbine | Muttern DIN 934 verzinkt M8 | Nuts DIN 934 galv. M8 | 3515 | 23MB 301 | GT B+C Parts Emb Parts Insulation | 15 | PCE | China P.R. |  |  |  | 1200 |  | 05-02-20-0934-0008 | 2308 | S-2308-0019-C-23-3515-01205675-N | 1017 | 681.012 | 0.071 | 227 | 195 | 125 | 4024-0000GT23-FM02 | 22936388 | 731816 | N | N
Polo | Heinrich Tapp GmbH Muelheim an der Ruhr | 0000 | Dämmung Gasturbine | Insulation for gas turbine | Unterlegscheiben M8, Edelstahl | Washers stainless steel M8 | 3515 | 23MB 301 | GT B+C Parts Emb Parts Insulation | 600 | PCE | China P.R. |  |  |  | 1200 |  | 05-02-50-0125-0080 | 2308 | S-2308-0019-C-23-3515-01205675-N | 1017 | 681.012 | 2.148 | 227 | 195 | 125 | 4024-0000GT23-FM02 | 22936384 | 830990 | N | N
Polo | Heinrich Tapp GmbH Muelheim an der Ruhr | 0000 | Dämmung Gasturbine | Insulation for gas turbine | Maschinenschrauben DIN 933 A2, M6x12 | Bolts stainless M6x12 | 3515 | 23MB 301 | GT B+C Parts Emb Parts Insulation | 450 | PCE | China P.R. |  |  |  | 1200 |  | 05-02-50-0933-0612 | 2308 | S-2308-0019-C-23-3515-01205675-N | 1017 | 681.012 | 2.43 | 227 | 195 | 125 | 4024-0000GT23-FM02 | 22936366 | 731815 | N | N
Polo | Heinrich Tapp GmbH Muelheim an der Ruhr | 0000 | Dämmung Gasturbine | Insulation for gas turbine | Maschinenschrauben DIN 933 A2, M8x20 | Bolts stainless M8x20 | 3515 | 23MB 301 | GT B+C Parts Emb Parts Insulation | 500 | PCE | China P.R. |  |  |  | 1200 |  | 05-02-50-0933-0820 | 2308 | S-2308-0019-C-23-3515-01205675-N | 1017 | 681.012 | 5.95 | 227 | 195 | 125 | 4024-0000GT23-FM02 | 22936385 | 731815 | N | N
Polo | Heinrich Tapp GmbH Muelheim an der Ruhr | 0000 | Dämmung Gasturbine | Insulation for gas turbine | Maschinenschrauben DIN 933 A2, M8x40 | Bolts stainless M8x40 | 3515 | 23MB 301 | GT B+C Parts Emb Parts Insulation | 150 | PCE | China P.R. |  |  |  | 1200 |  | 05-02-50-0933-0840 | 2308 | S-2308-0019-C-23-3515-01205675-N | 1017 | 681.012 | 2.775 | 227 | 195 | 125 | 4024-0000GT23-FM02 | 22936386 | 731815 | N | N
Polo | Heinrich Tapp GmbH Muelheim an der Ruhr | 0000 | Dämmung Gasturbine | Insulation for gas turbine | Maschinenschrauben DIN 933 VA, M8x80 | Bolts VA M8x80 | 3515 | 23MB 301 | GT B+C Parts Emb Parts Insulation | 40 | PCE | China P.R. |  |  |  | 1200 |  | 05-02-50-0933-0880 | 2308 | S-2308-0019-C-23-3515-01205675-N | 1017 | 681.012 | 0.976 | 227 | 195 | 125 | 4024-0000GT23-FM02 | 22936387 | 731815 | N | N
Polo | Heinrich Tapp GmbH Muelheim an der Ruhr | 0000 | Dämmung Gasturbine | Insulation for gas turbine | Muttern DIN 934 A2 M8 | Nuts DIN 934 stainless M8 | 3515 | 23MB 301 | GT B+C Parts Emb Parts Insulation | 1200 | PCE | China P.R. |  |  |  | 1200 |  | 05-02-50-0934-0008 | 2308 | S-2308-0019-C-23-3515-01205675-N | 1017 | 681.012 | 5.52 | 227 | 195 | 125 | 4024-0000GT23-FM02 | 22936389 | 731815 | N | N
Polo | COREDUX FRANCE EPAUX BEZU | TPPL | MANGUERAS METALICAS FLEXIBLE PARA LA TURBINA DE GAS | FLEXIBLE FEEDER PIPES FOR GAS TURBINE | Manguera Metalicas Return Oil Serie 604 | Flex Hose Return Oil Serie 604 | 3542 | 23MB 303 | GT Piping | 1 | PCE | France | [6 empty] | 2317 | S-2317-0001-A-23-3542-00274108-N | 518 | 333.28 | 5.68 | 222 | 153 | 65 | SIK980000074450 | 23009634 | 830710 | N | N
Polo | COREDUX FRANCE EPAUX BEZU | TPPL | MANGUERAS METALICAS FLEXIBLE PARA LA TURBINA DE GAS | FLEXIBLE FEEDER PIPES FOR GAS TURBINE | Manguera Metalicas Return Oil Serie 605 | Flex Hose Return Oil Serie 605 | 3542 | 23MB 303 | GT Piping | 1 | PCE | France | [6 empty] | 2317 | S-2317-0001-A-23-3542-00274108-N | 518 | 333.28 | 5.68 | 222 | 153 | 65 | SIK980000074450 | 23009635 | 830710 | N | N
Polo | COREDUX FRANCE EPAUX BEZU | TPPL | MANGUERAS METALICAS FLEXIBLE PARA LA TURBINA DE GAS | FLEXIBLE FEEDER PIPES FOR GAS TURBINE | Manguera Metalicas Return Oil Serie 606 | Flex Hose Return Oil Serie 606 | 3542 | 23MB 303 | GT Piping | 1 | PCE | France | [6 empty] | 2317 | S-2317-0001-A-23-3542-00274108-N | 518 | 333.28 | 5.36 | 222 | 153 | 65 | SIK980000074450 | 23009636 | 830710 | N | N
Polo | COREDUX FRANCE EPAUX BEZU | TPPL | MANGUERAS METALICAS FLEXIBLE PARA LA TURBINA DE GAS | FLEXIBLE FEEDER PIPES FOR GAS TURBINE | Manguera Metalicas Return Oil Serie 607 | Flex Hose Return Oil Serie 607 | 3542 | 23MB 303 | GT Piping | 1 | PCE | France | [6 empty] | 2317 | S-2317-0001-A-23-3542-00274108-N | 518 | 333.28 | 5.36 | 222 | 153 | 65 | SIK980000074450 | 23009637 | 830710 | N | N
Polo | COREDUX FRANCE EPAUX BEZU | TPPL | MANGUERAS METALICAS FLEXIBLE PARA LA TURBINA DE GAS | FLEXIBLE FEEDER PIPES FOR GAS TURBINE | Manguera Metalicas Return Oil Serie 608 | Flex Hose Return Oil Serie 608 | 3542 | 23MB 303 | GT Piping | 1 | PCE | France | [6 empty] | 2317 | S-2317-0001-A-23-3542-00274108-N | 518 | 333.28 | 5.5 | 222 | 153 | 65 | SIK980000074450 | 23009638 | 830710 | N | N
Polo | COREDUX FRANCE EPAUX BEZU | TPPL | MANGUERAS METALICAS FLEXIBLE PARA LA TURBINA DE GAS | FLEXIBLE FEEDER PIPES FOR GAS TURBINE | Manguera Metalicas Return Oil Serie 609 | Flex Hose Return Oil Serie 609 | 3542 | 23MB 303 | GT Piping | 1 | PCE | France | [6 empty] | 2317 | S-2317-0001-A-23-3542-00274108-N | 518 | 333.28 | 5.5 | 222 | 153 | 65 | SIK980000074450 | 23009639 | 830710 | N | N
Polo | COREDUX FRANCE EPAUX BEZU | TPPL | MANGUERAS METALICAS FLEXIBLE PARA LA TURBINA DE GAS | FLEXIBLE FEEDER PIPES FOR GAS TURBINE | Manguera Metalicas Return Oil Serie 610 | Flex Hose Return Oil Serie 610 | 3542 | 23MB 303 | GT Piping | 1 | PCE | France | [6 empty] | 2317 | S-2317-0001-A-23-3542-00274108-N | 518 | 333.28 | 5.5 | 222 | 153 | 65 | SIK980000074450 | 23009640 | 830710 | N | N
Polo | COREDUX FRANCE EPAUX BEZU | TPPL | MANGUERAS METALICAS FLEXIBLE PARA LA TURBINA DE GAS | FLEXIBLE FEEDER PIPES FOR GAS TURBINE | Manguera Metalicas Return Oil Serie 611 | Flex Hose Return Oil Serie 611 | 3542 | 23MB 303 | GT Piping | 1 | PCE | France | [6 empty] | 2317 | S-2317-0001-A-23-3542-00274108-N | 518 | 333.28 | 5.5 | 222 | 153 | 65 | SIK980000074450 | 23009641 | 830710 | N | N
Polo | COREDUX FRANCE EPAUX BEZU | TPPL | MANGUERAS METALICAS FLEXIBLE PARA LA TURBINA DE GAS | FLEXIBLE FEEDER PIPES FOR GAS TURBINE | Manguera Metalicas Return Oil Serie 612 | Flex Hose Return Oil Serie 612 | 3542 | 23MB 303 | GT Piping | 1 | PCE | France | [6 empty] | 2317 | S-2317-0001-A-23-3542-00274108-N | 518 | 333.28 | 5.03 | 222 | 153 | 65 | SIK980000074450 | 23009642 | 830710 | N | N
Polo | COREDUX FRANCE EPAUX BEZU | TPPL | MANGUERAS METALICAS FLEXIBLE PARA LA TURBINA DE GAS | FLEXIBLE FEEDER PIPES FOR GAS TURBINE | Manguera Metalicas Return Oil Serie 613 | Flex Hose Return Oil Serie 613 | 3542 | 23MB 303 | GT Piping | 1 | PCE | France | [6 empty] | 2317 | S-2317-0001-A-23-3542-00274108-N | 518 | 333.28 | 5.47 | 222 | 153 | 65 | SIK980000074450 | 23009643 | 830710 | N | N
Polo | COREDUX FRANCE EPAUX BEZU | TPPL | MANGUERAS METALICAS FLEXIBLE PARA LA TURBINA DE GAS | FLEXIBLE FEEDER PIPES FOR GAS TURBINE | Manguera Metalicas Return Oil Serie 614 | Flex Hose Return Oil Serie 614 | 3542 | 23MB 303 | GT Piping | 1 | PCE | France | [6 empty] | 2317 | S-2317-0001-A-23-3542-00274108-N | 518 | 333.28 | 5.25 | 222 | 153 | 65 | SIK980000074450 | 23009644 | 830710 | N | N
Polo | COREDUX FRANCE EPAUX BEZU | TPPL | MANGUERAS METALICAS FLEXIBLE PARA LA TURBINA DE GAS | FLEXIBLE FEEDER PIPES FOR GAS TURBINE | Manguera Metalicas Return Oil Serie 615 | Flex Hose Return Oil Serie 615 | 3542 | 23MB 303 | GT Piping | 1 | PCE | France | [6 empty] | 2317 | S-2317-0001-A-23-3542-00274108-N | 518 | 333.28 | 5.48 | 222 | 153 | 65 | SIK980000074450 | 23009645 | 830710 | N | N
Polo | COREDUX FRANCE EPAUX BEZU | TPPL | MANGUERAS METALICAS FLEXIBLE PARA LA TURBINA DE GAS | FLEXIBLE FEEDER PIPES FOR GAS TURBINE | Manguera Metalicas Return Oil Serie 616 | Flex Hose Return Oil Serie 616 | 3542 | 23MB 303 | GT Piping | 1 | PCE | France | [6 empty] | 2317 | S-2317-0001-A-23-3542-00274108-N | 518 | 333.28 | 5.48 | 222 | 153 | 65 | SIK980000074450 | 23009646 | 830710 | N | N
Polo | COREDUX FRANCE EPAUX BEZU | TPPL | MANGUERAS METALICAS FLEXIBLE PARA LA TURBINA DE GAS | FLEXIBLE FEEDER PIPES FOR GAS TURBINE | Manguera Metalicas Return Oil Serie 617 | Flex Hose Return Oil Serie 617 | 3542 | 23MB 303 | GT Piping | 1 | PCE | France | [6 empty] | 2317 | S-2317-0001-A-23-3542-00274108-N | 518 | 333.28 | 5.14 | 222 | 153 | 65 | SIK980000074450 | 23009647 | 830710 | N | N
Polo | COREDUX FRANCE EPAUX BEZU | TPPL | MANGUERAS METALICAS FLEXIBLE PARA LA TURBINA DE GAS | FLEXIBLE FEEDER PIPES FOR GAS TURBINE | Manguera Metalicas Return Oil Serie 618 | Flex Hose Return Oil Serie 618 | 3542 | 23MB 303 | GT Piping | 1 | PCE | France | [6 empty] | 2317 | S-2317-0001-A-23-3542-00274108-N | 518 | 333.28 | 5.36 | 222 | 153 | 65 | SIK980000074450 | 23009648 | 830710 | N | N
Polo | COREDUX FRANCE EPAUX BEZU | TPPL | MANGUERAS METALICAS FLEXIBLE PARA LA TURBINA DE GAS | FLEXIBLE FEEDER PIPES FOR GAS TURBINE | Manguera Metalicas Return Oil Serie 619 | Flex Hose Return Oil Serie 619 | 3542 | 23MB 303 | GT Piping | 1 | PCE | France | [6 empty] | 2317 | S-2317-0001-A-23-3542-00274108-N | 518 | 333.28 | 5.37 | 222 | 153 | 65 | SIK980000074450 | 23009649 | 830710 | N | N
Polo | COREDUX FRANCE EPAUX BEZU | TPPL | MANGUERAS METALICAS FLEXIBLE PARA LA TURBINA DE GAS | FLEXIBLE FEEDER PIPES FOR GAS TURBINE | Manguera Metalicas Return Oil Serie 620 | Flex Hose Return Oil Serie 620 | 3542 | 23MB 303 | GT Piping | 1 | PCE | France | [6 empty] | 2317 | S-2317-0001-A-23-3542-00274108-N | 518 | 333.28 | 5.7 | 222 | 153 | 65 | SIK980000074450 | 23009650 | 830710 | N | N
Polo | COREDUX FRANCE EPAUX BEZU | TPPL | MANGUERAS METALICAS FLEXIBLE PARA LA TURBINA DE GAS | FLEXIBLE FEEDER PIPES FOR GAS TURBINE | Manguera Metalicas Return Oil Serie 621 | Flex Hose Return Oil Serie 621 | 3542 | 23MB 303 | GT Piping | 1 | PCE | France | [6 empty] | 2317 | S-2317-0001-A-23-3542-00274108-N | 518 | 333.28 | 5.7 | 222 | 153 | 65 | SIK980000074450 | 23009579 | 830710 | N | N
Polo | COREDUX FRANCE EPAUX BEZU | TPPL | MANGUERAS METALICAS FLEXIBLE PARA LA TURBINA DE GAS | FLEXIBLE FEEDER PIPES FOR GAS TURBINE | Manguera Metalicas Return Oil Serie 622 | Flex Hose Return Oil Serie 622 | 3542 | 23MB 303 | GT Piping | 1 | PCE | France | [6 empty] | 2317 | S-2317-0001-A-23-3542-00274108-N | 518 | 333.28 | 5.7 | 222 | 153 | 65 | SIK980000074450 | 23009580 | 830710 | N | N
Polo | COREDUX FRANCE EPAUX BEZU | TPPL | MANGUERAS METALICAS FLEXIBLE PARA LA TURBINA DE GAS | FLEXIBLE FEEDER PIPES FOR GAS TURBINE | Manguera Metalicas Return Oil Serie 623 | Flex Hose Return Oil Serie 623 | 3542 | 23MB 303 | GT Piping | 1 | PCE | France | [6 empty] | 2317 | S-2317-0001-A-23-3542-00274108-N | 518 | 333.28 | 5.7 | 222 | 153 | 65 | SIK980000074450 | 23009581 | 830710 | N | N
Polo | COREDUX FRANCE EPAUX BEZU | TPPL | MANGUERAS METALICAS FLEXIBLE PARA LA TURBINA DE GAS | FLEXIBLE FEEDER PIPES FOR GAS TURBINE | Manguera Metalicas Return Oil Serie 624 | Flex Hose Return Oil Serie 624 | 3542 | 23MB 303 | GT Piping | 1 | PCE | France | [6 empty] | 2317 | S-2317-0001-A-23-3542-00274108-N | 518 | 333.28 | 5.7 | 222 | 153 | 65 | SIK980000074450 | 23009582 | 830710 | N | N
Polo | COREDUX FRANCE EPAUX BEZU | TPPL | MANGUERAS METALICAS FLEXIBLE PARA LA TURBINA DE GAS | FLEXIBLE FEEDER PIPES FOR GAS TURBINE | Manguera Metalicas Diffusion Oil Serie 401 | Flex Hose Diffusion Oil Serie 401 | 3542 | 23MB 303 | GT Piping | 1 | PCE | France | [6 empty] | 2317 | S-2317-0001-A-23-3542-00274108-N | 518 | 333.28 | 4.81 | 222 | 153 | 65 | SIK980000074450 | 23009587 | 830710 | N | N
Polo | COREDUX FRANCE EPAUX BEZU | TPPL | MANGUERAS METALICAS FLEXIBLE PARA LA TURBINA DE GAS | FLEXIBLE FEEDER PIPES FOR GAS TURBINE | Manguera Metalicas Diffusion Oil Serie 402 | Flex Hose Diffusion Oil Serie 402 | 3542 | 23MB 303 | GT Piping | 1 | PCE | France | [6 empty] | 2317 | S-2317-0001-A-23-3542-00274108-N | 518 | 333.28 | 4.81 | 222 | 153 | 65 | SIK980000074450 | 23009588 | 830710 | N | N
Polo | COREDUX FRANCE EPAUX BEZU | TPPL | MANGUERAS METALICAS FLEXIBLE PARA LA TURBINA DE GAS | FLEXIBLE FEEDER PIPES FOR GAS TURBINE | Manguera Metalicas Diffusion Oil Serie 403 | Flex Hose Diffusion Oil Serie 403 | 3542 | 23MB 303 | GT Piping | 1 | PCE | France | [6 empty] | 2317 | S-2317-0001-A-23-3542-00274108-N | 518 | 333.28 | 4.92 | 222 | 153 | 65 | SIK980000074450 | 23009589 | 830710 | N | N
Polo | COREDUX FRANCE EPAUX BEZU | TPPL | MANGUERAS METALICAS FLEXIBLE PARA LA TURBINA DE GAS | FLEXIBLE FEEDER PIPES FOR GAS TURBINE | Manguera Metalicas Diffusion Oil Serie 404 | Flex Hose Diffusion Oil Serie 404 | 3542 | 23MB 303 | GT Piping | 1 | PCE | France | [6 empty] | 2317 | S-2317-0001-A-23-3542-00274108-N | 518 | 333.28 | 4.81 | 222 | 153 | 65 | SIK980000074450 | 23009590 | 830710 | N | N
Polo | COREDUX FRANCE EPAUX BEZU | TPPL | MANGUERAS METALICAS FLEXIBLE PARA LA TURBINA DE GAS | FLEXIBLE FEEDER PIPES FOR GAS TURBINE | Manguera Metalicas Diffusion Oil Serie 405 | Flex Hose Diffusion Oil Serie 405 | 3542 | 23MB 303 | GT Piping | 1 | PCE | France | [6 empty] | 2317 | S-2317-0001-A-23-3542-00274108-N | 518 | 333.28 | 4.81 | 222 | 153 | 65 | SIK980000074450 | 23009591 | 830710 | N | N
Polo | COREDUX FRANCE EPAUX BEZU | TPPL | MANGUERAS METALICAS FLEXIBLE PARA LA TURBINA DE GAS | FLEXIBLE FEEDER PIPES FOR GAS TURBINE | Manguera Metalicas Diffusion Oil Serie 406 | Flex Hose Diffusion Oil Serie 406 | 3542 | 23MB 303 | GT Piping | 1 | PCE | France | [6 empty] | 2317 | S-2317-0001-A-23-3542-00274108-N | 518 | 333.28 | 4.81 | 222 | 153 | 65 | SIK980000074450 | 23009592 | 830710 | N | N
Polo | COREDUX FRANCE EPAUX BEZU | TPPL | MANGUERAS METALICAS FLEXIBLE PARA LA TURBINA DE GAS | FLEXIBLE FEEDER PIPES FOR GAS TURBINE | Manguera Metalicas Diffusion Oil Serie 407 | Flex Hose Diffusion Oil Serie 407 | 3542 | 23MB 303 | GT Piping | 1 | PCE | France | [6 empty] | 2317 | S-2317-0001-A-23-3542-00274108-N | 518 | 333.28 | 5.47 | 222 | 153 | 65 | SIK980000074450 | 23009593 | 830710 | N | N
Polo | COREDUX FRANCE EPAUX BEZU | TPPL | MANGUERAS METALICAS FLEXIBLE PARA LA TURBINA DE GAS | FLEXIBLE FEEDER PIPES FOR GAS TURBINE | Manguera Metalicas Diffusion Oil Serie 408 | Flex Hose Diffusion Oil Serie 408 | 3542 | 23MB 303 | GT Piping | 1 | PCE | France | [6 empty] | 2317 | S-2317-0001-A-23-3542-00274108-N | 518 | 333.28 | 5.9 | 222 | 153 | 65 | SIK980000074450 | 23009594 | 830710 | N | N
Polo | COREDUX FRANCE EPAUX BEZU | TPPL | MANGUERAS METALICAS FLEXIBLE PARA LA TURBINA DE GAS | FLEXIBLE FEEDER PIPES FOR GAS TURBINE | Manguera Metalicas Diffusion Oil Serie 409 | Flex Hose Diffusion Oil Serie 409 | 3542 | 23MB 303 | GT Piping | 1 | PCE | France | [6 empty] | 2317 | S-2317-0001-A-23-3542-00274108-N | 518 | 333.28 | 4.81 | 222 | 153 | 65 | SIK980000074450 | 23009595 | 830710 | N | N
Polo | COREDUX FRANCE EPAUX BEZU | TPPL | MANGUERAS METALICAS FLEXIBLE PARA LA TURBINA DE GAS | FLEXIBLE FEEDER PIPES FOR GAS TURBINE | Manguera Metalicas Diffusion Oil Serie 410 | Flex Hose Diffusion Oil Serie 410 | 3542 | 23MB 303 | GT Piping | 1 | PCE | France | [6 empty] | 2317 | S-2317-0001-A-23-3542-00274108-N | 518 | 333.28 | 4.81 | 222 | 153 | 65 | SIK980000074450 | 23009596 | 830710 | N | N
Polo | COREDUX FRANCE EPAUX BEZU | TPPL | MANGUERAS METALICAS FLEXIBLE PARA LA TURBINA DE GAS | FLEXIBLE FEEDER PIPES FOR GAS TURBINE | Manguera Metalicas Diffusion Oil Serie 411 | Flex Hose Diffusion Oil Serie 411 | 3542 | 23MB 303 | GT Piping | 1 | PCE | France | [6 empty] | 2317 | S-2317-0001-A-23-3542-00274108-N | 518 | 333.28 | 5.9 | 222 | 153 | 65 | SIK980000074450 | 23009597 | 830710 | N | N
Polo | COREDUX FRANCE EPAUX BEZU | TPPL | MANGUERAS METALICAS FLEXIBLE PARA LA TURBINA DE GAS | FLEXIBLE FEEDER PIPES FOR GAS TURBINE | Manguera Metalicas Diffusion Oil Serie 412 | Flex Hose Diffusion Oil Serie 412 | 3542 | 23MB 303 | GT Piping | 1 | PCE | France | [6 empty] | 2317 | S-2317-0001-A-23-3542-00274108-N | 518 | 333.28 | 4.81 | 222 | 153 | 65 | SIK980000074450 | 23009598 | 830710 | N | N
Polo | COREDUX FRANCE EPAUX BEZU | TPPL | MANGUERAS METALICAS FLEXIBLE PARA LA TURBINA DE GAS | FLEXIBLE FEEDER PIPES FOR GAS TURBINE | Manguera Metalicas Diffusion Oil Serie 413 | Flex Hose Diffusion Oil Serie 413 | 3542 | 23MB 303 | GT Piping | 1 | PCE | France | [6 empty] | 2317 | S-2317-0001-A-23-3542-00274108-N | 518 | 333.28 | 4.81 | 222 | 153 | 65 | SIK980000074450 | 23009599 | 830710 | N | N
Polo | COREDUX FRANCE EPAUX BEZU | TPPL | MANGUERAS METALICAS FLEXIBLE PARA LA TURBINA DE GAS | FLEXIBLE FEEDER PIPES FOR GAS TURBINE | Manguera Metalicas Diffusion Oil Serie 414 | Flex Hose Diffusion Oil Serie 414 | 3542 | 23MB 303 | GT Piping | 1 | PCE | France | [6 empty] | 2317 | S-2317-0001-A-23-3542-00274108-N | 518 | 333.28 | 4.81 | 222 | 153 | 65 | SIK980000074450 | 23009600 | 830710 | N | N
Polo | COREDUX FRANCE EPAUX BEZU | TPPL | MANGUERAS METALICAS FLEXIBLE PARA LA TURBINA DE GAS | FLEXIBLE FEEDER PIPES FOR GAS TURBINE | Manguera Metalicas Diffusion Oil Serie 415 | Flex Hose Diffusion Oil Serie 415 | 3542 | 23MB 303 | GT Piping | 1 | PCE | France | [6 empty] | 2317 | S-2317-0001-A-23-3542-00274108-N | 518 | 333.28 | 5.9 | 222 | 153 | 65 | SIK980000074450 | 23009601 | 830710 | N | N
Polo | COREDUX FRANCE EPAUX BEZU | TPPL | MANGUERAS METALICAS FLEXIBLE PARA LA TURBINA DE GAS | FLEXIBLE FEEDER PIPES FOR GAS TURBINE | Manguera Metalicas Diffusion Oil Serie 416 | Flex Hose Diffusion Oil Serie 416 | 3542 | 23MB 303 | GT Piping | 1 | PCE | France | [6 empty] | 2317 | S-2317-0001-A-23-3542-00274108-N | 518 | 333.28 | 4.81 | 222 | 153 | 65 | SIK980000074450 | 23009602 | 830710 | N | N
Polo | COREDUX FRANCE EPAUX BEZU | TPPL | MANGUERAS METALICAS FLEXIBLE PARA LA TURBINA DE GAS | FLEXIBLE FEEDER PIPES FOR GAS TURBINE | Manguera Metalicas Diffusion Oil Serie 417 | Flex Hose Diffusion Oil Serie 417 | 3542 | 23MB 303 | GT Piping | 1 | PCE | France | [6 empty] | 2317 | S-2317-0001-A-23-3542-00274108-N | 518 | 333.28 | 4.81 | 222 | 153 | 65 | SIK980000074450 | 23009603 | 830710 | N | N
Polo | COREDUX FRANCE EPAUX BEZU | TPPL | MANGUERAS METALICAS FLEXIBLE PARA LA TURBINA DE GAS | FLEXIBLE FEEDER PIPES FOR GAS TURBINE | Manguera Metalicas Diffusion Oil Serie 418 | Flex Hose Diffusion Oil Serie 418 | 3542 | 23MB 303 | GT Piping | 1 | PCE | France | [6 empty] | 2317 | S-2317-0001-A-23-3542-00274108-N | 518 | 333.28 | 4.81 | 222 | 153 | 65 | SIK980000074450 | 23009604 | 830710 | N | N
Polo | COREDUX FRANCE EPAUX BEZU | TPPL | MANGUERAS METALICAS FLEXIBLE PARA LA TURBINA DE GAS | FLEXIBLE FEEDER PIPES FOR GAS TURBINE | Manguera Metalicas Diffusion Oil Serie 419 | Flex Hose Diffusion Oil Serie 419 | 3542 | 23MB 303 | GT Piping | 1 | PCE | France | [6 empty] | 2317 | S-2317-0001-A-23-3542-00274108-N | 518 | 333.28 | 4.92 | 222 | 153 | 65 | SIK980000074450 | 23009605 | 830710 | N | N
Polo | COREDUX FRANCE EPAUX BEZU | TPPL | MANGUERAS METALICAS FLEXIBLE PARA LA TURBINA DE GAS | FLEXIBLE FEEDER PIPES FOR GAS TURBINE | Manguera Metalicas Diffusion Oil Serie 420 | Flex Hose Diffusion Oil Serie 420 | 3542 | 23MB 303 | GT Piping | 1 | PCE | France | [6 empty] | 2317 | S-2317-0001-A-23-3542-00274108-N | 518 | 333.28 | 4.81 | 222 | 153 | 65 | SIK980000074450 | 23009606 | 830710 | N | N
Polo | COREDUX FRANCE EPAUX BEZU | TPPL | MANGUERAS METALICAS FLEXIBLE PARA LA TURBINA DE GAS | FLEXIBLE FEEDER PIPES FOR GAS TURBINE | Manguera Metalicas Diffusion Oil Serie 421 | Flex Hose Diffusion Oil Serie 421 | 3542 | 23MB 303 | GT Piping | 1 | PCE | France | [6 empty] | 2317 | S-2317-0001-A-23-3542-00274108-N | 518 | 333.28 | 5.25 | 222 | 153 | 65 | SIK980000074450 | 23009607 | 830710 | N | N
Polo | COREDUX FRANCE EPAUX BEZU | TPPL | MANGUERAS METALICAS FLEXIBLE PARA LA TURBINA DE GAS | FLEXIBLE FEEDER PIPES FOR GAS TURBINE | Manguera Metalicas Diffusion Oil Serie 422 | Flex Hose Diffusion Oil Serie 422 | 3542 | 23MB 303 | GT Piping | 1 | PCE | France | [6 empty] | 2317 | S-2317-0001-A-23-3542-00274108-N | 518 | 333.28 | 4.81 | 222 | 153 | 65 | SIK980000074450 | 23009608 | 830710 | N | N
Polo | COREDUX FRANCE EPAUX BEZU | TPPL | MANGUERAS METALICAS FLEXIBLE PARA LA TURBINA DE GAS | FLEXIBLE FEEDER PIPES FOR GAS TURBINE | Manguera Metalicas Diffusion Oil Serie 423 | Flex Hose Diffusion Oil Serie 423 | 3542 | 23MB 303 | GT Piping | 1 | PCE | France | [6 empty] | 2317 | S-2317-0001-A-23-3542-00274108-N | 518 | 333.28 | 4.81 | 222 | 153 | 65 | SIK980000074450 | 23009609 | 830710 | N | N
Polo | COREDUX FRANCE EPAUX BEZU | TPPL | MANGUERAS METALICAS FLEXIBLE PARA LA TURBINA DE GAS | FLEXIBLE FEEDER PIPES FOR GAS TURBINE | Manguera Metalicas Diffusion Oil Serie 424 | Flex Hose Diffusion Oil Serie 424 | 3542 | 23MB 303 | GT Piping | 1 | PCE | France | [6 empty] | 2317 | S-2317-0001-A-23-3542-00274108-N | 518 | 333.28 | 4.81 | 222 | 153 | 65 | SIK980000074450 | 23009610 | 830710 | N | N
Polo | COREDUX FRANCE EPAUX BEZU | TPPL | MANGUERAS METALICAS FLEXIBLE PARA LA TURBINA DE GAS | FLEXIBLE FEEDER PIPES FOR GAS TURBINE | Manguera Metalicas Premix Oil Serie 501 | Flex Hose Premix Oil Serie 501 | 3542 | 23MB 303 | GT Piping | 1 | PCE | France | [6 empty] | 2317 | S-2317-0001-A-23-3542-00274108-N | 518 | 333.28 | 3.39 | 222 | 153 | 65 | SIK980000074450 | 23009611 | 830710 | N | N
Polo | COREDUX FRANCE EPAUX BEZU | TPPL | MANGUERAS METALICAS FLEXIBLE PARA LA TURBINA DE GAS | FLEXIBLE FEEDER PIPES FOR GAS TURBINE | Manguera Metalicas Premix Oil Serie 502 | Flex Hose Premix Oil Serie 502 | 3542 | 23MB 303 | GT Piping | 1 | PCE | France | [6 empty] | 2317 | S-2317-0001-A-23-3542-00274108-N | 518 | 333.28 | 3.39 | 222 | 153 | 65 | SIK980000074450 | 23009612 | 830710 | N | N
Polo | COREDUX FRANCE EPAUX BEZU | TPPL | MANGUERAS METALICAS FLEXIBLE PARA LA TURBINA DE GAS | FLEXIBLE FEEDER PIPES FOR GAS TURBINE | Manguera Metalicas Premix Oil Serie 503 | Flex Hose Premix Oil Serie 503 | 3542 | 23MB 303 | GT Piping | 1 | PCE | France | [6 empty] | 2317 | S-2317-0001-A-23-3542-00274108-N | 518 | 333.28 | 3.39 | 222 | 153 | 65 | SIK980000074450 | 23009613 | 830710 | N | N
Polo | COREDUX FRANCE EPAUX BEZU | TPPL | MANGUERAS METALICAS FLEXIBLE PARA LA TURBINA DE GAS | FLEXIBLE FEEDER PIPES FOR GAS TURBINE | Manguera Metalicas Premix Oil Serie 504 | Flex Hose Premix Oil Serie 504 | 3542 | 23MB 303 | GT Piping | 1 | PCE | France | [6 empty] | 2317 | S-2317-0001-A-23-3542-00274108-N | 518 | 333.28 | 3.39 | 222 | 153 | 65 | SIK980000074450 | 23009614 | 830710 | N | N
Polo | COREDUX FRANCE EPAUX BEZU | TPPL | MANGUERAS METALICAS FLEXIBLE PARA LA TURBINA DE GAS | FLEXIBLE FEEDER PIPES FOR GAS TURBINE | Manguera Metalicas Premix Oil Serie 505 | Flex Hose Premix Oil Serie 505 | 3542 | 23MB 303 | GT Piping | 1 | PCE | France | [6 empty] | 2317 | S-2317-0001-A-23-3542-00274108-N | 518 | 333.28 | 3.39 | 222 | 153 | 65 | SIK980000074450 | 23009615 | 830710 | N | N
Polo | COREDUX FRANCE EPAUX BEZU | TPPL | MANGUERAS METALICAS FLEXIBLE PARA LA TURBINA DE GAS | FLEXIBLE FEEDER PIPES FOR GAS TURBINE | Manguera Metalicas Premix Oil Serie 506 | Flex Hose Premix Oil Serie 506 | 3542 | 23MB 303 | GT Piping | 1 | PCE | France | [6 empty] | 2317 | S-2317-0001-A-23-3542-00274108-N | 518 | 333.28 | 3.39 | 222 | 153 | 65 | SIK980000074450 | 23009616 | 830710 | N | N
Polo | COREDUX FRANCE EPAUX BEZU | TPPL | MANGUERAS METALICAS FLEXIBLE PARA LA TURBINA DE GAS | FLEXIBLE FEEDER PIPES FOR GAS TURBINE | Manguera Metalicas Premix Oil Serie 507 | Flex Hose Premix Oil Serie 507 | 3542 | 23MB 303 | GT Piping | 1 | PCE | France | [6 empty] | 2317 | S-2317-0001-A-23-3542-00274108-N | 518 | 333.28 | 3.39 | 222 | 153 | 65 | SIK980000074450 | 23009617 | 830710 | N | N
Polo | COREDUX FRANCE EPAUX BEZU | TPPL | MANGUERAS METALICAS FLEXIBLE PARA LA TURBINA DE GAS | FLEXIBLE FEEDER PIPES FOR GAS TURBINE | Manguera Metalicas Premix Oil Serie 508 | Flex Hose Premix Oil Serie 508 | 3542 | 23MB 303 | GT Piping | 1 | PCE | France | [6 empty] | 2317 | S-2317-0001-A-23-3542-00274108-N | 518 | 333.28 | 3.39 | 222 | 153 | 65 | SIK980000074450 | 23009618 | 830710 | N | N
Polo | COREDUX FRANCE EPAUX BEZU | TPPL | MANGUERAS METALICAS FLEXIBLE PARA LA TURBINA DE GAS | FLEXIBLE FEEDER PIPES FOR GAS TURBINE | Manguera Metalicas Premix Oil Serie 509 | Flex Hose Premix Oil Serie 509 | 3542 | 23MB 303 | GT Piping | 1 | PCE | France | [6 empty] | 2317 | S-2317-0001-A-23-3542-00274108-N | 518 | 333.28 | 3.39 | 222 | 153 | 65 | SIK980000074450 | 23009619 | 830710 | N | N
Polo | COREDUX FRANCE EPAUX BEZU | TPPL | MANGUERAS METALICAS FLEXIBLE PARA LA TURBINA DE GAS | FLEXIBLE FEEDER PIPES FOR GAS TURBINE | Manguera Metalicas Premix Oil Serie 510 | Flex Hose Premix Oil Serie 510 | 3542 | 23MB 303 | GT Piping | 1 | PCE | France | [6 empty] | 2317 | S-2317-0001-A-23-3542-00274108-N | 518 | 333.28 | 3.39 | 222 | 153 | 65 | SIK980000074450 | 23009620 | 830710 | N | N
Polo | COREDUX FRANCE EPAUX BEZU | TPPL | MANGUERAS METALICAS FLEXIBLE PARA LA TURBINA DE GAS | FLEXIBLE FEEDER PIPES FOR GAS TURBINE | Manguera Metalicas Premix Oil Serie 511 | Flex Hose Premix Oil Serie 511 | 3542 | 23MB 303 | GT Piping | 1 | PCE | France | [6 empty] | 2317 | S-2317-0001-A-23-3542-00274108-N | 518 | 333.28 | 3.39 | 222 | 153 | 65 | SIK980000074450 | 23009621 | 830710 | N | N
Polo | COREDUX FRANCE EPAUX BEZU | TPPL | MANGUERAS METALICAS FLEXIBLE PARA LA TURBINA DE GAS | FLEXIBLE FEEDER PIPES FOR GAS TURBINE | Manguera Metalicas Premix Oil Serie 512 | Flex Hose Premix Oil Serie 512 | 3542 | 23MB 303 | GT Piping | 1 | PCE | France | [6 empty] | 2317 | S-2317-0001-A-23-3542-00274108-N | 518 | 333.28 | 3.39 | 222 | 153 | 65 | SIK980000074450 | 23009622 | 830710 | N | N
Polo | COREDUX FRANCE EPAUX BEZU | TPPL | MANGUERAS METALICAS FLEXIBLE PARA LA TURBINA DE GAS | FLEXIBLE FEEDER PIPES FOR GAS TURBINE | Manguera Metalicas Premix Oil Serie 513 | Flex Hose Premix Oil Serie 513 | 3542 | 23MB 303 | GT Piping | 1 | PCE | France | [6 empty] | 2317 | S-2317-0001-A-23-3542-00274108-N | 518 | 333.28 | 3.39 | 222 | 153 | 65 | SIK980000074450 | 23009623 | 830710 | N | N
Polo | COREDUX FRANCE EPAUX BEZU | TPPL | MANGUERAS METALICAS FLEXIBLE PARA LA TURBINA DE GAS | FLEXIBLE FEEDER PIPES FOR GAS TURBINE | Manguera Metalicas Premix Oil Serie 514 | Flex Hose Premix Oil Serie 514 | 3542 | 23MB 303 | GT Piping | 1 | PCE | France | [6 empty] | 2317 | S-2317-0001-A-23-3542-00274108-N | 518 | 333.28 | 3.5 | 222 | 153 | 65 | SIK980000074450 | 23009624 | 830710 | N | N
Polo | COREDUX FRANCE EPAUX BEZU | TPPL | MANGUERAS METALICAS FLEXIBLE PARA LA TURBINA DE GAS | FLEXIBLE FEEDER PIPES FOR GAS TURBINE | Manguera Metalicas Premix Oil Serie 515 | Flex Hose Premix Oil Serie 515 | 3542 | 23MB 303 | GT Piping | 1 | PCE | France | [6 empty] | 2317 | S-2317-0001-A-23-3542-00274108-N | 518 | 333.28 | 3.39 | 222 | 153 | 65 | SIK980000074450 | 23009625 | 830710 | N | N
Polo | COREDUX FRANCE EPAUX BEZU | TPPL | MANGUERAS METALICAS FLEXIBLE PARA LA TURBINA DE GAS | FLEXIBLE FEEDER PIPES FOR GAS TURBINE | Manguera Metalicas Premix Oil Serie 516 | Flex Hose Premix Oil Serie 516 | 3542 | 23MB 303 | GT Piping | 1 | PCE | France | [6 empty] | 2317 | S-2317-0001-A-23-3542-00274108-N | 518 | 333.28 | 3.39 | 222 | 153 | 65 | SIK980000074450 | 23009626 | 830710 | N | N
Polo | COREDUX FRANCE EPAUX BEZU | TPPL | MANGUERAS METALICAS FLEXIBLE PARA LA TURBINA DE GAS | FLEXIBLE FEEDER PIPES FOR GAS TURBINE | Manguera Metalicas Premix Oil Serie 517 | Flex Hose Premix Oil Serie 517 | 3542 | 23MB 303 | GT Piping | 1 | PCE | France | [6 empty] | 2317 | S-2317-0001-A-23-3542-00274108-N | 518 | 333.28 | 3.39 | 222 | 153 | 65 | SIK980000074450 | 23009627 | 830710 | N | N
Polo | COREDUX FRANCE EPAUX BEZU | TPPL | MANGUERAS METALICAS FLEXIBLE PARA LA TURBINA DE GAS | FLEXIBLE FEEDER PIPES FOR GAS TURBINE | Manguera Metalicas Premix Oil Serie 518 | Flex Hose Premix Oil Serie 518 | 3542 | 23MB 303 | GT Piping | 1 | PCE | France | [6 empty] | 2317 | S-2317-0001-A-23-3542-00274108-N | 518 | 333.28 | 3.39 | 222 | 153 | 65 | SIK980000074450 | 23009628 | 830710 | N | N
Polo | COREDUX FRANCE EPAUX BEZU | TPPL | MANGUERAS METALICAS FLEXIBLE PARA LA TURBINA DE GAS | FLEXIBLE FEEDER PIPES FOR GAS TURBINE | Manguera Metalicas Premix Oil Serie 519 | Flex Hose Premix Oil Serie 519 | 3542 | 23MB 303 | GT Piping | 1 | PCE | France | [6 empty] | 2317 | S-2317-0001-A-23-3542-00274108-N | 518 | 333.28 | 3.39 | 222 | 153 | 65 | SIK980000074450 | 23009629 | 830710 | N | N
Polo | COREDUX FRANCE EPAUX BEZU | TPPL | MANGUERAS METALICAS FLEXIBLE PARA LA TURBINA DE GAS | FLEXIBLE FEEDER PIPES FOR GAS TURBINE | Manguera Metalicas Premix Oil Serie 520 | Flex Hose Premix Oil Serie 520 | 3542 | 23MB 303 | GT Piping | 1 | PCE | France | [6 empty] | 2317 | S-2317-0001-A-23-3542-00274108-N | 518 | 333.28 | 3.39 | 222 | 153 | 65 | SIK980000074450 | 23009630 | 830710 | N | N
Polo | COREDUX FRANCE EPAUX BEZU | TPPL | MANGUERAS METALICAS FLEXIBLE PARA LA TURBINA DE GAS | FLEXIBLE FEEDER PIPES FOR GAS TURBINE | Manguera Metalicas Premix Oil Serie 521 | Flex Hose Premix Oil Serie 521 | 3542 | 23MB 303 | GT Piping | 1 | PCE | France | [6 empty] | 2317 | S-2317-0001-A-23-3542-00274108-N | 518 | 333.28 | 3.39 | 222 | 153 | 65 | SIK980000074450 | 23009631 | 830710 | N | N
Polo | COREDUX FRANCE EPAUX BEZU | TPPL | MANGUERAS METALICAS FLEXIBLE PARA LA TURBINA DE GAS | FLEXIBLE FEEDER PIPES FOR GAS TURBINE | Manguera Metalicas Premix Oil Serie 522 | Flex Hose Premix Oil Serie 522 | 3542 | 23MB 303 | GT Piping | 1 | PCE | France | [6 empty] | 2317 | S-2317-0001-A-23-3542-00274108-N | 518 | 333.28 | 3.5 | 222 | 153 | 65 | SIK980000074450 | 23009632 | 830710 | N | N
Polo | COREDUX FRANCE EPAUX BEZU | TPPL | MANGUERAS METALICAS FLEXIBLE PARA LA TURBINA DE GAS | FLEXIBLE FEEDER PIPES FOR GAS TURBINE | Manguera Metalicas Premix Oil Serie 523 | Flex Hose Premix Oil Serie 523 | 3542 | 23MB 303 | GT Piping | 1 | PCE | France | [6 empty] | 2317 | S-2317-0001-A-23-3542-00274108-N | 518 | 333.28 | 3.39 | 222 | 153 | 65 | SIK980000074450 | 23009583 | 830710 | N | N
Polo | COREDUX FRANCE EPAUX BEZU | TPPL | MANGUERAS METALICAS FLEXIBLE PARA LA TURBINA DE GAS | FLEXIBLE FEEDER PIPES FOR GAS TURBINE | Manguera Metalicas Premix Oil Serie 524 | Flex Hose Premix Oil Serie 524 | 3542 | 23MB 303 | GT Piping | 1 | PCE | France | [6 empty] | 2317 | S-2317-0001-A-23-3542-00274108-N | 518 | 333.28 | 3.39 | 222 | 153 | 65 | SIK980000074450 | 23009584 | 830710 | N | N
Polo | COREDUX FRANCE EPAUX BEZU | TPPL | MANGUERAS METALICAS FLEXIBLE PARA LA TURBINA DE GAS | FLEXIBLE FEEDER PIPES FOR GAS TURBINE | Manguera Metalicas Return Oil Serie 601 | Flex Hose Return Oil Serie 601 | 3542 | 23MB 303 | GT Piping | 1 | PCE | France | [6 empty] | 2317 | S-2317-0001-A-23-3542-00274108-N | 518 | 333.28 | 5.68 | 222 | 153 | 65 | SIK980000074450 | 23009585 | 830710 | N | N
Polo | COREDUX FRANCE EPAUX BEZU | TPPL | MANGUERAS METALICAS FLEXIBLE PARA LA TURBINA DE GAS | FLEXIBLE FEEDER PIPES FOR GAS TURBINE | Manguera Metalicas Return Oil Serie 602 | Flex Hose Return Oil Serie 602 | 3542 | 23MB 303 | GT Piping | 1 | PCE | France | [6 empty] | 2317 | S-2317-0001-A-23-3542-00274108-N | 518 | 333.28 | 5.47 | 222 | 153 | 65 | SIK980000074450 | 23009586 | 830710 | N | N
Polo | COREDUX FRANCE EPAUX BEZU | TPPL | MANGUERAS METALICAS FLEXIBLE PARA LA TURBINA DE GAS | FLEXIBLE FEEDER PIPES FOR GAS TURBINE | Manguera Metalicas Return Oil Serie 603 | Flex Hose Return Oil Serie 603 | 3542 | 23MB 303 | GT Piping | 1 | PCE | France | [6 empty] | 2317 | S-2317-0001-A-23-3542-00274108-N | 518 | 333.28 | 5.36 | 222 | 153 | 65 | SIK980000074450 | 23009633 | 830710 | N | N
Polo | COREDUX FRANCE EPAUX BEZU | TPPL | MANGUERAS METALICAS FLEXIBLE PARA LA TURBINA DE GAS | FLEXIBLE FEEDER PIPES FOR GAS TURBINE | Manguera Metalicas Premix Gaz Serie 201 | Flex Hose Premix Gaz Serie 201 | 3542 | 23MB 303 | GT Piping | 1 | PCE | France | [6 empty] | 2317 | S-2317-0002-A-23-3542-00274108-N | 945 | 684.67 | 22.18 | 370 | 120 | 85 | SIK980000074450 | 23009531 | 830710 | N | N
Polo | COREDUX FRANCE EPAUX BEZU | TPPL | MANGUERAS METALICAS FLEXIBLE PARA LA TURBINA DE GAS | FLEXIBLE FEEDER PIPES FOR GAS TURBINE | Manguera Metalicas Premix Gaz Serie 210 | Flex Hose Premix Gaz Serie 210 | 3542 | 23MB 303 | GT Piping | 1 | PCE | France | [6 empty] | 2317 | S-2317-0002-A-23-3542-00274108-N | 945 | 684.67 | 21.72 | 370 | 120 | 85 | SIK980000074450 | 23009540 | 830710 | N | N
Polo | COREDUX FRANCE EPAUX BEZU | TPPL | MANGUERAS METALICAS FLEXIBLE PARA LA TURBINA DE GAS | FLEXIBLE FEEDER PIPES FOR GAS TURBINE | Manguera Metalicas Premix Gaz Serie 211 | Flex Hose Premix Gaz Serie 211 | 3542 | 23MB 303 | GT Piping | 1 | PCE | France | [6 empty] | 2317 | S-2317-0002-A-23-3542-00274108-N | 945 | 684.67 | 21.26 | 370 | 120 | 85 | SIK980000074450 | 23009541 | 830710 | N | N
Polo | COREDUX FRANCE EPAUX BEZU | TPPL | MANGUERAS METALICAS FLEXIBLE PARA LA TURBINA DE GAS | FLEXIBLE FEEDER PIPES FOR GAS TURBINE | Manguera Metalicas Premix Gaz Serie 212 | Flex Hose Premix Gaz Serie 212 | 3542 | 23MB 303 | GT Piping | 1 | PCE | France | [6 empty] | 2317 | S-2317-0002-A-23-3542-00274108-N | 945 | 684.67 | 21.03 | 370 | 120 | 85 | SIK980000074450 | 23009542 | 830710 | N | N
Polo | COREDUX FRANCE EPAUX BEZU | TPPL | MANGUERAS METALICAS FLEXIBLE PARA LA TURBINA DE GAS | FLEXIBLE FEEDER PIPES FOR GAS TURBINE | Manguera Metalicas Premix Gaz Serie 213 | Flex Hose Premix Gaz Serie 213 | 3542 | 23MB 303 | GT Piping | 1 | PCE | France | [6 empty] | 2317 | S-2317-0002-A-23-3542-00274108-N | 945 | 684.67 | 22.18 | 370 | 120 | 85 | SIK980000074450 | 23009543 | 830710 | N | N
Polo | COREDUX FRANCE EPAUX BEZU | TPPL | MANGUERAS METALICAS FLEXIBLE PARA LA TURBINA DE GAS | FLEXIBLE FEEDER PIPES FOR GAS TURBINE | Manguera Metalicas Premix Gaz Serie 214 | Flex Hose Premix Gaz Serie 214 | 3542 | 23MB 303 | GT Piping | 1 | PCE | France | [6 empty] | 2317 | S-2317-0002-A-23-3542-00274108-N | 945 | 684.67 | 22.76 | 370 | 120 | 85 | SIK980000074450 | 23009544 | 830710 | N | N
Polo | COREDUX FRANCE EPAUX BEZU | TPPL | MANGUERAS METALICAS FLEXIBLE PARA LA TURBINA DE GAS | FLEXIBLE FEEDER PIPES FOR GAS TURBINE | Manguera Metalicas Premix Gaz Serie 215 | Flex Hose Premix Gaz Serie 215 | 3542 | 23MB 303 | GT Piping | 1 | PCE | France | [6 empty] | 2317 | S-2317-0002-A-23-3542-00274108-N | 945 | 684.67 | 22.53 | 370 | 120 | 85 | SIK980000074450 | 23009545 | 830710 | N | N
Polo | COREDUX FRANCE EPAUX BEZU | TPPL | MANGUERAS METALICAS FLEXIBLE PARA LA TURBINA DE GAS | FLEXIBLE FEEDER PIPES FOR GAS TURBINE | Manguera Metalicas Premix Gaz Serie 216 | Flex Hose Premix Gaz Serie 216 | 3542 | 23MB 303 | GT Piping | 1 | PCE | France | [6 empty] | 2317 | S-2317-0002-A-23-3542-00274108-N | 945 | 684.67 | 22.41 | 370 | 120 | 85 | SIK980000074450 | 23009546 | 830710 | N | N
Polo | COREDUX FRANCE EPAUX BEZU | TPPL | MANGUERAS METALICAS FLEXIBLE PARA LA TURBINA DE GAS | FLEXIBLE FEEDER PIPES FOR GAS TURBINE | Manguera Metalicas Premix Gaz Serie 217 | Flex Hose Premix Gaz Serie 217 | 3542 | 23MB 303 | GT Piping | 1 | PCE | France | [6 empty] | 2317 | S-2317-0002-A-23-3542-00274108-N | 945 | 684.67 | 22.18 | 370 | 120 | 85 | SIK980000074450 | 23009547 | 830710 | N | N
Polo | COREDUX FRANCE EPAUX BEZU | TPPL | MANGUERAS METALICAS FLEXIBLE PARA LA TURBINA DE GAS | FLEXIBLE FEEDER PIPES FOR GAS TURBINE | Manguera Metalicas Premix Gaz Serie 218 | Flex Hose Premix Gaz Serie 218 | 3542 | 23MB 303 | GT Piping | 1 | PCE | France | [6 empty] | 2317 | S-2317-0002-A-23-3542-00274108-N | 945 | 684.67 | 22.53 | 370 | 120 | 85 | SIK980000074450 | 23009548 | 830710 | N | N
Polo | COREDUX FRANCE EPAUX BEZU | TPPL | MANGUERAS METALICAS FLEXIBLE PARA LA TURBINA DE GAS | FLEXIBLE FEEDER PIPES FOR GAS TURBINE | Manguera Metalicas Premix Gaz Serie 219 | Flex Hose Premix Gaz Serie 219 | 3542 | 23MB 303 | GT Piping | 1 | PCE | France | [6 empty] | 2317 | S-2317-0002-A-23-3542-00274108-N | 945 | 684.67 | 22.41 | 370 | 120 | 85 | SIK980000074450 | 23009549 | 830710 | N | N
Polo | COREDUX FRANCE EPAUX BEZU | TPPL | MANGUERAS METALICAS FLEXIBLE PARA LA TURBINA DE GAS | FLEXIBLE FEEDER PIPES FOR GAS TURBINE | Manguera Metalicas Premix Gaz Serie 202 | Flex Hose Premix Gaz Serie 202 | 3542 | 23MB 303 | GT Piping | 1 | PCE | France | [6 empty] | 2317 | S-2317-0002-A-23-3542-00274108-N | 945 | 684.67 | 22.3 | 370 | 120 | 85 | SIK980000074450 | 23009532 | 830710 | N | N
Polo | COREDUX FRANCE EPAUX BEZU | TPPL | MANGUERAS METALICAS FLEXIBLE PARA LA TURBINA DE GAS | FLEXIBLE FEEDER PIPES FOR GAS TURBINE | Manguera Metalicas Premix Gaz Serie 220 | Flex Hose Premix Gaz Serie 220 | 3542 | 23MB 303 | GT Piping | 1 | PCE | France | [6 empty] | 2317 | S-2317-0002-A-23-3542-00274108-N | 945 | 684.67 | 22.41 | 370 | 120 | 85 | SIK980000074450 | 23009550 | 830710 | N | N
Polo | COREDUX FRANCE EPAUX BEZU | TPPL | MANGUERAS METALICAS FLEXIBLE PARA LA TURBINA DE GAS | FLEXIBLE FEEDER PIPES FOR GAS TURBINE | Manguera Metalicas Premix Gaz Serie 221 | Flex Hose Premix Gaz Serie 221 | 3542 | 23MB 303 | GT Piping | 1 | PCE | France | [6 empty] | 2317 | S-2317-0002-A-23-3542-00274108-N | 945 | 684.67 | 22.53 | 370 | 120 | 85 | SIK980000074450 | 23009551 | 830710 | N | N
Polo | COREDUX FRANCE EPAUX BEZU | TPPL | MANGUERAS METALICAS FLEXIBLE PARA LA TURBINA DE GAS | FLEXIBLE FEEDER PIPES FOR GAS TURBINE | Manguera Metalicas Premix Gaz Serie 222 | Flex Hose Premix Gaz Serie 222 | 3542 | 23MB 303 | GT Piping | 1 | PCE | France | [6 empty] | 2317 | S-2317-0002-A-23-3542-00274108-N | 945 | 684.67 | 23.91 | 370 | 120 | 85 | SIK980000074450 | 23009552 | 830710 | N | N
Polo | COREDUX FRANCE EPAUX BEZU | TPPL | MANGUERAS METALICAS FLEXIBLE PARA LA TURBINA DE GAS | FLEXIBLE FEEDER PIPES FOR GAS TURBINE | Manguera Metalicas Premix Gaz Serie 223 | Flex Hose Premix Gaz Serie 223 | 3542 | 23MB 303 | GT Piping | 1 | PCE | France | [6 empty] | 2317 | S-2317-0002-A-23-3542-00274108-N | 945 | 684.67 | 23.91 | 370 | 120 | 85 | SIK980000074450 | 23009553 | 830710 | N | N
Polo | COREDUX FRANCE EPAUX BEZU | TPPL | MANGUERAS METALICAS FLEXIBLE PARA LA TURBINA DE GAS | FLEXIBLE FEEDER PIPES FOR GAS TURBINE | Manguera Metalicas Premix Gaz Serie 224 | Flex Hose Premix Gaz Serie 224 | 3542 | 23MB 303 | GT Piping | 1 | PCE | France | [6 empty] | 2317 | S-2317-0002-A-23-3542-00274108-N | 945 | 684.67 | 23.91 | 370 | 120 | 85 | SIK980000074450 | 23009554 | 830710 | N | N
Polo | COREDUX FRANCE EPAUX BEZU | TPPL | MANGUERAS METALICAS FLEXIBLE PARA LA TURBINA DE GAS | FLEXIBLE FEEDER PIPES FOR GAS TURBINE | Manguera Metalicas Pilot Gas Serie 301 | Flex Hose Pilot Gas Serie 301 | 3542 | 23MB 303 | GT Piping | 1 | PCE | France | [6 empty] | 2317 | S-2317-0002-A-23-3542-00274108-N | 945 | 684.67 | 5.86 | 370 | 120 | 85 | SIK980000074450 | 23009555 | 830710 | N | N
Polo | COREDUX FRANCE EPAUX BEZU | TPPL | MANGUERAS METALICAS FLEXIBLE PARA LA TURBINA DE GAS | FLEXIBLE FEEDER PIPES FOR GAS TURBINE | Manguera Metalicas Pilot Gas Serie 302 | Flex Hose Pilot Gas Serie 302 | 3542 | 23MB 303 | GT Piping | 1 | PCE | France | [6 empty] | 2317 | S-2317-0002-A-23-3542-00274108-N | 945 | 684.67 | 5.86 | 370 | 120 | 85 | SIK980000074450 | 23009556 | 830710 | N | N
Polo | COREDUX FRANCE EPAUX BEZU | TPPL | MANGUERAS METALICAS FLEXIBLE PARA LA TURBINA DE GAS | FLEXIBLE FEEDER PIPES FOR GAS TURBINE | Manguera Metalicas Pilot Gas Serie 303 | Flex Hose Pilot Gas Serie 303 | 3542 | 23MB 303 | GT Piping | 1 | PCE | France | [6 empty] | 2317 | S-2317-0002-A-23-3542-00274108-N | 945 | 684.67 | 5.98 | 370 | 120 | 85 | SIK980000074450 | 23009557 | 830710 | N | N
Polo | COREDUX FRANCE EPAUX BEZU | TPPL | MANGUERAS METALICAS FLEXIBLE PARA LA TURBINA DE GAS | FLEXIBLE FEEDER PIPES FOR GAS TURBINE | Manguera Metalicas Pilot Gas Serie 304 | Flex Hose Pilot Gas Serie 304 | 3542 | 23MB 303 | GT Piping | 1 | PCE | France | [6 empty] | 2317 | S-2317-0002-A-23-3542-00274108-N | 945 | 684.67 | 5.86 | 370 | 120 | 85 | SIK980000074450 | 23009558 | 830710 | N | N
Polo | COREDUX FRANCE EPAUX BEZU | TPPL | MANGUERAS METALICAS FLEXIBLE PARA LA TURBINA DE GAS | FLEXIBLE FEEDER PIPES FOR GAS TURBINE | Manguera Metalicas Pilot Gas Serie 305 | Flex Hose Pilot Gas Serie 305 | 3542 | 23MB 303 | GT Piping | 1 | PCE | France | [6 empty] | 2317 | S-2317-0002-A-23-3542-00274108-N | 945 | 684.67 | 6.09 | 370 | 120 | 85 | SIK980000074450 | 23009559 | 830710 | N | N
Polo | COREDUX FRANCE EPAUX BEZU | TPPL | MANGUERAS METALICAS FLEXIBLE PARA LA TURBINA DE GAS | FLEXIBLE FEEDER PIPES FOR GAS TURBINE | Manguera Metalicas Premix Gaz Serie 203 | Flex Hose Premix Gaz Serie 203 | 3542 | 23MB 303 | GT Piping | 1 | PCE | France | [6 empty] | 2317 | S-2317-0002-A-23-3542-00274108-N | 945 | 684.67 | 22.3 | 370 | 120 | 85 | SIK980000074450 | 23009533 | 830710 | N | N
Polo | COREDUX FRANCE EPAUX BEZU | TPPL | MANGUERAS METALICAS FLEXIBLE PARA LA TURBINA DE GAS | FLEXIBLE FEEDER PIPES FOR GAS TURBINE | Manguera Metalicas Pilot Gas Serie 306 | Flex Hose Pilot Gas Serie 306 | 3542 | 23MB 303 | GT Piping | 1 | PCE | France | [6 empty] | 2317 | S-2317-0002-A-23-3542-00274108-N | 945 | 684.67 | 6.09 | 370 | 120 | 85 | SIK980000074450 | 23009560 | 830710 | N | N
Polo | COREDUX FRANCE EPAUX BEZU | TPPL | MANGUERAS METALICAS FLEXIBLE PARA LA TURBINA DE GAS | FLEXIBLE FEEDER PIPES FOR GAS TURBINE | Manguera Metalicas Pilot Gas Serie 307 | Flex Hose Pilot Gas Serie 307 | 3542 | 23MB 303 | GT Piping | 1 | PCE | France | [6 empty] | 2317 | S-2317-0002-A-23-3542-00274108-N | 945 | 684.67 | 6.21 | 370 | 120 | 85 | SIK980000074450 | 23009561 | 830710 | N | N
Polo | COREDUX FRANCE EPAUX BEZU | TPPL | MANGUERAS METALICAS FLEXIBLE PARA LA TURBINA DE GAS | FLEXIBLE FEEDER PIPES FOR GAS TURBINE | Manguera Metalicas Pilot Gas Serie 308 | Flex Hose Pilot Gas Serie 308 | 3542 | 23MB 303 | GT Piping | 1 | PCE | France | [6 empty] | 2317 | S-2317-0002-A-23-3542-00274108-N | 945 | 684.67 | 6.21 | 370 | 120 | 85 | SIK980000074450 | 23009562 | 830710 | N | N
Polo | COREDUX FRANCE EPAUX BEZU | TPPL | MANGUERAS METALICAS FLEXIBLE PARA LA TURBINA DE GAS | FLEXIBLE FEEDER PIPES FOR GAS TURBINE | Manguera Metalicas Pilot Gas Serie 309 | Flex Hose Pilot Gas Serie 309 | 3542 | 23MB 303 | GT Piping | 1 | PCE | France | [6 empty] | 2317 | S-2317-0002-A-23-3542-00274108-N | 945 | 684.67 | 6.09 | 370 | 120 | 85 | SIK980000074450 | 23009563 | 830710 | N | N
Polo | COREDUX FRANCE EPAUX BEZU | TPPL | MANGUERAS METALICAS FLEXIBLE PARA LA TURBINA DE GAS | FLEXIBLE FEEDER PIPES FOR GAS TURBINE | Manguera Metalicas Pilot Gas Serie 310 | Flex Hose Pilot Gas Serie 310 | 3542 | 23MB 303 | GT Piping | 1 | PCE | France | [6 empty] | 2317 | S-2317-0002-A-23-3542-00274108-N | 945 | 684.67 | 5.86 | 370 | 120 | 85 | SIK980000074450 | 23009564 | 830710 | N | N
Polo | COREDUX FRANCE EPAUX BEZU | TPPL | MANGUERAS METALICAS FLEXIBLE PARA LA TURBINA DE GAS | FLEXIBLE FEEDER PIPES FOR GAS TURBINE | Manguera Metalicas Pilot Gas Serie 311 | Flex Hose Pilot Gas Serie 311 | 3542 | 23MB 303 | GT Piping | 1 | PCE | France | [6 empty] | 2317 | S-2317-0002-A-23-3542-00274108-N | 945 | 684.67 | 5.86 | 370 | 120 | 85 | SIK980000074450 | 23009565 | 830710 | N | N
Polo | COREDUX FRANCE EPAUX BEZU | TPPL | MANGUERAS METALICAS FLEXIBLE PARA LA TURBINA DE GAS | FLEXIBLE FEEDER PIPES FOR GAS TURBINE | Manguera Metalicas Pilot Gas Serie 312 | Flex Hose Pilot Gas Serie 312 | 3542 | 23MB 303 | GT Piping | 1 | PCE | France | [6 empty] | 2317 | S-2317-0002-A-23-3542-00274108-N | 945 | 684.67 | 6.09 | 370 | 120 | 85 | SIK980000074450 | 23009566 | 830710 | N | N
Polo | COREDUX FRANCE EPAUX BEZU | TPPL | MANGUERAS METALICAS FLEXIBLE PARA LA TURBINA DE GAS | FLEXIBLE FEEDER PIPES FOR GAS TURBINE | Manguera Metalicas Pilot Gas Serie 313 | Flex Hose Pilot Gas Serie 313 | 3542 | 23MB 303 | GT Piping | 1 | PCE | France | [6 empty] | 2317 | S-2317-0002-A-23-3542-00274108-N | 945 | 684.67 | 5.98 | 370 | 120 | 85 | SIK980000074450 | 23009567 | 830710 | N | N
Polo | COREDUX FRANCE EPAUX BEZU | TPPL | MANGUERAS METALICAS FLEXIBLE PARA LA TURBINA DE GAS | FLEXIBLE FEEDER PIPES FOR GAS TURBINE | Manguera Metalicas Pilot Gas Serie 314 | Flex Hose Pilot Gas Serie 314 | 3542 | 23MB 303 | GT Piping | 1 | PCE | France | [6 empty] | 2317 | S-2317-0002-A-23-3542-00274108-N | 945 | 684.67 | 6.09 | 370 | 120 | 85 | SIK980000074450 | 23009568 | 830710 | N | N
Polo | COREDUX FRANCE EPAUX BEZU | TPPL | MANGUERAS METALICAS FLEXIBLE PARA LA TURBINA DE GAS | FLEXIBLE FEEDER PIPES FOR GAS TURBINE | Manguera Metalicas Pilot Gas Serie 315 | Flex Hose Pilot Gas Serie 315 | 3542 | 23MB 303 | GT Piping | 1 | PCE | France | [6 empty] | 2317 | S-2317-0002-A-23-3542-00274108-N | 945 | 684.67 | 5.86 | 370 | 120 | 85 | SIK980000074450 | 23009569 | 830710 | N | N
Polo | COREDUX FRANCE EPAUX BEZU | TPPL | MANGUERAS METALICAS FLEXIBLE PARA LA TURBINA DE GAS | FLEXIBLE FEEDER PIPES FOR GAS TURBINE | Manguera Metalicas Premix Gaz Serie 204 | Flex Hose Premix Gaz Serie 204 | 3542 | 23MB 303 | GT Piping | 1 | PCE | France | [6 empty] | 2317 | S-2317-0002-A-23-3542-00274108-N | 945 | 684.67 | 22.3 | 370 | 120 | 85 | SIK980000074450 | 23009534 | 830710 | N | N
Polo | COREDUX FRANCE EPAUX BEZU | TPPL | MANGUERAS METALICAS FLEXIBLE PARA LA TURBINA DE GAS | FLEXIBLE FEEDER PIPES FOR GAS TURBINE | Manguera Metalicas Pilot Gas Serie 316 | Flex Hose Pilot Gas Serie 316 | 3542 | 23MB 303 | GT Piping | 1 | PCE | France | [6 empty] | 2317 | S-2317-0002-A-23-3542-00274108-N | 945 | 684.67 | 5.86 | 370 | 120 | 85 | SIK980000074450 | 23009570 | 830710 | N | N
Polo | COREDUX FRANCE EPAUX BEZU | TPPL | MANGUERAS METALICAS FLEXIBLE PARA LA TURBINA DE GAS | FLEXIBLE FEEDER PIPES FOR GAS TURBINE | Manguera Metalicas Pilot Gas Serie 317 | Flex Hose Pilot Gas Serie 317 | 3542 | 23MB 303 | GT Piping | 1 | PCE | France | [6 empty] | 2317 | S-2317-0002-A-23-3542-00274108-N | 945 | 684.67 | 5.86 | 370 | 120 | 85 | SIK980000074450 | 23009571 | 830710 | N | N
Polo | COREDUX FRANCE EPAUX BEZU | TPPL | MANGUERAS METALICAS FLEXIBLE PARA LA TURBINA DE GAS | FLEXIBLE FEEDER PIPES FOR GAS TURBINE | Manguera Metalicas Pilot Gas Serie 318 | Flex Hose Pilot Gas Serie 318 | 3542 | 23MB 303 | GT Piping | 1 | PCE | France | [6 empty] | 2317 | S-2317-0002-A-23-3542-00274108-N | 945 | 684.67 | 6.09 | 370 | 120 | 85 | SIK980000074450 | 23009572 | 830710 | N | N
Polo | COREDUX FRANCE EPAUX BEZU | TPPL | MANGUERAS METALICAS FLEXIBLE PARA LA TURBINA DE GAS | FLEXIBLE FEEDER PIPES FOR GAS TURBINE | Manguera Metalicas Pilot Gas Serie 319 | Flex Hose Pilot Gas Serie 319 | 3542 | 23MB 303 | GT Piping | 1 | PCE | France | [6 empty] | 2317 | S-2317-0002-A-23-3542-00274108-N | 945 | 684.67 | 5.86 | 370 | 120 | 85 | SIK980000074450 | 23009573 | 830710 | N | N
Polo | COREDUX FRANCE EPAUX BEZU | TPPL | MANGUERAS METALICAS FLEXIBLE PARA LA TURBINA DE GAS | FLEXIBLE FEEDER PIPES FOR GAS TURBINE | Manguera Metalicas Pilot Gas Serie 320 | Flex Hose Pilot Gas Serie 320 | 3542 | 23MB 303 | GT Piping | 1 | PCE | France | [6 empty] | 2317 | S-2317-0002-A-23-3542-00274108-N | 945 | 684.67 | 5.86 | 370 | 120 | 85 | SIK980000074450 | 23009574 | 830710 | N | N
Polo | COREDUX FRANCE EPAUX BEZU | TPPL | MANGUERAS METALICAS FLEXIBLE PARA LA TURBINA DE GAS | FLEXIBLE FEEDER PIPES FOR GAS TURBINE | Manguera Metalicas Pilot Gas Serie 321 | Flex Hose Pilot Gas Serie 321 | 3542 | 23MB 303 | GT Piping | 1 | PCE | France | [6 empty] | 2317 | S-2317-0002-A-23-3542-00274108-N | 945 | 684.67 | 5.86 | 370 | 120 | 85 | SIK980000074450 | 23009575 | 830710 | N | N
Polo | COREDUX FRANCE EPAUX BEZU | TPPL | MANGUERAS METALICAS FLEXIBLE PARA LA TURBINA DE GAS | FLEXIBLE FEEDER PIPES FOR GAS TURBINE | Manguera Metalicas Pilot Gas Serie 322 | Flex Hose Pilot Gas Serie 322 | 3542 | 23MB 303 | GT Piping | 1 | PCE | France | [6 empty] | 2317 | S-2317-0002-A-23-3542-00274108-N | 945 | 684.67 | 5.86 | 370 | 120 | 85 | SIK980000074450 | 23009576 | 830710 | N | N
Polo | COREDUX FRANCE EPAUX BEZU | TPPL | MANGUERAS METALICAS FLEXIBLE PARA LA TURBINA DE GAS | FLEXIBLE FEEDER PIPES FOR GAS TURBINE | Manguera Metalicas Pilot Gas Serie 323 | Flex Hose Pilot Gas Serie 323 | 3542 | 23MB 303 | GT Piping | 1 | PCE | France | [6 empty] | 2317 | S-2317-0002-A-23-3542-00274108-N | 945 | 684.67 | 5.86 | 370 | 120 | 85 | SIK980000074450 | 23009577 | 830710 | N | N
Polo | COREDUX FRANCE EPAUX BEZU | TPPL | MANGUERAS METALICAS FLEXIBLE PARA LA TURBINA DE GAS | FLEXIBLE FEEDER PIPES FOR GAS TURBINE | Manguera Metalicas Pilot Gas Serie 324 | Flex Hose Pilot Gas Serie 324 | 3542 | 23MB 303 | GT Piping | 1 | PCE | France | [6 empty] | 2317 | S-2317-0002-A-23-3542-00274108-N | 945 | 684.67 | 5.86 | 370 | 120 | 85 | SIK980000074450 | 23009578 | 830710 | N | N
Polo | COREDUX FRANCE EPAUX BEZU | TPPL | MANGUERAS METALICAS FLEXIBLE PARA LA TURBINA DE GAS | FLEXIBLE FEEDER PIPES FOR GAS TURBINE | Manguera Metalicas Premix Gaz Serie 205 | Flex Hose Premix Gaz Serie 205 | 3542 | 23MB 303 | GT Piping | 1 | PCE | France | [6 empty] | 2317 | S-2317-0002-A-23-3542-00274108-N | 945 | 684.67 | 23.91 | 370 | 120 | 85 | SIK980000074450 | 23009535 | 830710 | N | N
Polo | COREDUX FRANCE EPAUX BEZU | TPPL | MANGUERAS METALICAS FLEXIBLE PARA LA TURBINA DE GAS | FLEXIBLE FEEDER PIPES FOR GAS TURBINE | Manguera Metalicas Premix Gaz Serie 206 | Flex Hose Premix Gaz Serie 206 | 3542 | 23MB 303 | GT Piping | 1 | PCE | France | [6 empty] | 2317 | S-2317-0002-A-23-3542-00274108-N | 945 | 684.67 | 22.53 | 370 | 120 | 85 | SIK980000074450 | 23009536 | 830710 | N | N
Polo | COREDUX FRANCE EPAUX BEZU | TPPL | MANGUERAS METALICAS FLEXIBLE PARA LA TURBINA DE GAS | FLEXIBLE FEEDER PIPES FOR GAS TURBINE | Manguera Metalicas Premix Gaz Serie 207 | Flex Hose Premix Gaz Serie 207 | 3542 | 23MB 303 | GT Piping | 1 | PCE | France | [6 empty] | 2317 | S-2317-0002-A-23-3542-00274108-N | 945 | 684.67 | 22.3 | 370 | 120 | 85 | SIK980000074450 | 23009537 | 830710 | N | N
Polo | COREDUX FRANCE EPAUX BEZU | TPPL | MANGUERAS METALICAS FLEXIBLE PARA LA TURBINA DE GAS | FLEXIBLE FEEDER PIPES FOR GAS TURBINE | Manguera Metalicas Premix Gaz Serie 208 | Flex Hose Premix Gaz Serie 208 | 3542 | 23MB 303 | GT Piping | 1 | PCE | France | [6 empty] | 2317 | S-2317-0002-A-23-3542-00274108-N | 945 | 684.67 | 22.3 | 370 | 120 | 85 | SIK980000074450 | 23009538 | 830710 | N | N
Polo | COREDUX FRANCE EPAUX BEZU | TPPL | MANGUERAS METALICAS FLEXIBLE PARA LA TURBINA DE GAS | FLEXIBLE FEEDER PIPES FOR GAS TURBINE | Manguera Metalicas Premix Gaz Serie 209 | Flex Hose Premix Gaz Serie 209 | 3542 | 23MB 303 | GT Piping | 1 | PCE | France | [6 empty] | 2317 | S-2317-0002-A-23-3542-00274108-N | 945 | 684.67 | 23.91 | 370 | 120 | 85 | SIK980000074450 | 23009539 | 830710 | N | N
Polo | Weber Kraftwerkstechnik GmbH Berlin | TPPL | calefacción de gas - bucle Unit 23 | Ring line gas Unit 23 | Tornillo hexágono M30x140 en acero | Hex.Bolt M30x140 in steel | 3542 | 23MB 303 | GT Piping | 24 | PCE | Germany | [5 empty] | 27115 | 2318 | S-2318-0001-A-23-3542-00244244-N | 3800 | 2503.8 | 26.64 | 550 | 240 | 201 | SIK980000074304 | 23006377 |  | N | N
Polo | Weber Kraftwerkstechnik GmbH Berlin | TPPL | calefacción de gas - bucle Unit 23 | Ring line gas Unit 23 | conducción de gas caldeo DN150 54KF02-MBP1P-231-A12_Rev.C en Acero inoxidable | Annular Piping, Premix, Lower Part DN150 54KF02-MBP1P-231-A12_Rev.C stainless steel | 3542 | 23MB 303 | GT Piping | 1 | PCE | Germany | [5 empty] | 67618 | 2318 | S-2318-0001-A-23-3542-00244244-N | 3800 | 2503.8 | 397.4 | 550 | 240 | 201 | SIK980000074304 | 23006319 |  | N | N
Polo | Weber Kraftwerkstechnik GmbH Berlin | TPPL | calefacción de gas - bucle Unit 23 | Ring line gas Unit 23 | conducción de gas caldeo DN65 54KF02-MBP1P-330-A05_Rev.E en Acero inoxidable | Annular Piping Pilot Gas Upper Part DN65 54KF02-MBP1P-330-A05_Rev.E stainless steel | 3542 | 23MB 303 | GT Piping | 1 | PCE | Germany | [5 empty] | 55580 | 2318 | S-2318-0001-A-23-3542-00244244-N | 3800 | 2503.8 | 91.41 | 550 | 240 | 201 | SIK980000074304 | 23006320 |  | N | N
Polo | Weber Kraftwerkstechnik GmbH Berlin | TPPL | calefacción de gas - bucle Unit 23 | Ring line gas Unit 23 | conducción de gas caldeo DN65 54KF02-MBP1P-331-A05_Rev.F en Acero inoxidable | Annular Piping Pilot Gas Lower Part DN65 54KF02-MBP1P-331-A05_Rev.F stainless steel | 3542 | 23MB 303 | GT Piping | 1 | PCE | Germany | [5 empty] | 58065 | 2318 | S-2318-0001-A-23-3542-00244244-N | 3800 | 2503.8 | 135.86 | 550 | 240 | 201 | SIK980000074304 | 23006321 |  | N | N
Polo | Weber Kraftwerkstechnik GmbH Berlin | TPPL | calefacción de gas - bucle Unit 23 | Ring line gas Unit 23 | Tornillo hexágono M24x110 en acero | Hex.Bolt M24x110 in steel | 3542 | 23MB 303 | GT Piping | 16 | PCE | Germany | [5 empty] | 32933 | 2318 | S-2318-0001-A-23-3542-00244244-N | 3800 | 2503.8 | 8 | 550 | 240 | 201 | SIK980000074304 | 23006379 |  | N | N
Polo | Weber Kraftwerkstechnik GmbH Berlin | TPPL | calefacción de gas - bucle Unit 23 | Ring line gas Unit 23 | Tuerca hexágono M24 en acero | Hex.Nut M24 auch als PG0034130700 in steel | 3542 | 23MB 303 | GT Piping | 16 | PCE | Germany | [5 empty] | 10892 | 2318 | S-2318-0001-A-23-3542-00244244-N | 3800 | 2503.8 | 2.24 | 550 | 240 | 201 | SIK980000074304 | 23006322 |  | N | N
Polo | Weber Kraftwerkstechnik GmbH Berlin | TPPL | calefacción de gas - bucle Unit 23 | Ring line gas Unit 23 | Pareja de disco A25,3x39,0x3,2-K en Acero inoxidable | Pairs Locking Washers A25,3x39,0x3,2-K stainless steel | 3542 | 23MB 303 | GT Piping | 32 | PCE | Germany | [5 empty] | 20720 | 2318 | S-2318-0001-A-23-3542-00244244-N | 3800 | 2503.8 | 0.64 | 550 | 240 | 201 | SIK980000074304 | 23006323 |  | N | N
Polo | Weber Kraftwerkstechnik GmbH Berlin | TPPL | calefacción de gas - bucle Unit 23 | Ring line gas Unit 23 | Aro de guarnición A10, 108x4 54KF02-MBH2X-901-A01,b en Acero inoxidable | Metallic Seal Ring A10, 108x4 54KF02-MBH2X-901-A01,b stainless steel | 3542 | 23MB 303 | GT Piping | 2 | PCE | Germany | [5 empty] | 41337 | 2318 | S-2318-0001-A-23-3542-00244244-N | 3800 | 2503.8 | 0.08 | 550 | 240 | 201 | SIK980000074304 | 23006324 |  | N | N
Polo | Weber Kraftwerkstechnik GmbH Berlin | TPPL | calefacción de gas - bucle Unit 23 | Ring line gas Unit 23 | Aro de guarnición A21x26x2,0 54KF02-MBN2D-701-A01,b en Acero inoxidable | Seal Ring, Type: B (max.140HV5) A21x26x2,0 54KF02-MBN2D-701-A01,b stainless steel | 3542 | 23MB 303 | GT Piping | 24 | PCE | Germany | [5 empty] | 53653 | 2318 | S-2318-0001-A-23-3542-00244244-N | 3800 | 2503.8 | 0.24 | 550 | 240 | 201 | SIK980000074304 | 23006325 |  | N | N
Polo | Weber Kraftwerkstechnik GmbH Berlin | TPPL | calefacción de gas - bucle Unit 23 | Ring line gas Unit 23 | Marco principal, DPPPG-70001864_Rev.B en acero | MAIN FRAME,DPPPG-70001864_Rev.B in steel | 3542 | 23MB 303 | GT Piping | 1 | PCE | Germany | [6 empty] | 2318 | S-2318-0001-A-23-3542-00244244-N | 3800 | 2503.8 | 320 | 550 | 240 | 201 | SIK980000074304 | 23006326 |  | N | N
Polo | Weber Kraftwerkstechnik GmbH Berlin | TPPL | calefacción de gas - bucle Unit 23 | Ring line gas Unit 23 | Soporte bastidor principal 23-9074-10663 / 152_Rev.C en acero | MAIN FRAME SUPPORT,23-9074-10663/152_Rev.C in steel | 3542 | 23MB 303 | GT Piping | 2 | PCE | Germany | [6 empty] | 2318 | S-2318-0001-A-23-3542-00244244-N | 3800 | 2503.8 | 202 | 550 | 240 | 201 | SIK980000074304 | 23006327 |  | N | N
Polo | Weber Kraftwerkstechnik GmbH Berlin | TPPL | calefacción de gas - bucle Unit 23 | Ring line gas Unit 23 | Tuerca hexágono M30 en acero | Hex.Nut M30 auch als P0002535100 in steel | 3542 | 23MB 303 | GT Piping | 24 | PCE | Germany | [5 empty] | 10877 | 2318 | S-2318-0001-A-23-3542-00244244-N | 3800 | 2503.8 | 5.28 | 550 | 240 | 201 | SIK980000074304 | 23006312 |  | N | N
Polo | Weber Kraftwerkstechnik GmbH Berlin | TPPL | calefacción de gas - bucle Unit 23 | Ring line gas Unit 23 | Titular 23-9074-10663 / 153_Rev.B en acero | BRACKET,23-9074-10663/153_Rev.B in steel | 3542 | 23MB 303 | GT Piping | 2 | PCE | Germany | [6 empty] | 2318 | S-2318-0001-A-23-3542-00244244-N | 3800 | 2503.8 | 97.2 | 550 | 240 | 201 | SIK980000074304 | 23006328 |  | N | N
Polo | Weber Kraftwerkstechnik GmbH Berlin | TPPL | calefacción de gas - bucle Unit 23 | Ring line gas Unit 23 | Soporte, 54KF02-MBP1P-154-A01_Rev.B en acero | SUPPORT,54KF02-MBP1P-154-A01_Rev.B in steel | 3542 | 23MB 303 | GT Piping | 2 | PCE | Germany | [6 empty] | 2318 | S-2318-0001-A-23-3542-00244244-N | 3800 | 2503.8 | 256 | 550 | 240 | 201 | SIK980000074304 | 23006329 |  | N | N
Polo | Weber Kraftwerkstechnik GmbH Berlin | TPPL | calefacción de gas - bucle Unit 23 | Ring line gas Unit 23 | Traviesa, 54KF02-MBP1P-155 A01_Rev.B en acero | CROSS BEAM,54KF02-MBP1P-155-A01_Rev.B in steel | 3542 | 23MB 303 | GT Piping | 1 | PCE | Germany | [6 empty] | 2318 | S-2318-0001-A-23-3542-00244244-N | 3800 | 2503.8 | 57 | 550 | 240 | 201 | SIK980000074304 | 23006330 |  | N | N
Polo | Weber Kraftwerkstechnik GmbH Berlin | TPPL | calefacción de gas - bucle Unit 23 | Ring line gas Unit 23 | Traverse, 23-9074-10663 / 156_Rev.B en acero | LIFTING BEAM,23-9074-10663/156_Rev.B in steel | 3542 | 23MB 303 | GT Piping | 2 | PCE | Germany | [6 empty] | 2318 | S-2318-0001-A-23-3542-00244244-N | 3800 | 2503.8 | 30 | 550 | 240 | 201 | SIK980000074304 | 23006331 |  | N | N
Polo | Weber Kraftwerkstechnik GmbH Berlin | TPPL | calefacción de gas - bucle Unit 23 | Ring line gas Unit 23 | Pernos en U, DN150, DPPPG-70001873_Rev.B en acero | ROUND STEEL BOW,DN150,DPPPG-70001873_Rev.B in steel | 3542 | 23MB 303 | GT Piping | 2 | PCE | Germany | [6 empty] | 2318 | S-2318-0001-A-23-3542-00244244-N | 3800 | 2503.8 | 8.1 | 550 | 240 | 201 | SIK980000074304 | 23006332 |  | N | N
Polo | Weber Kraftwerkstechnik GmbH Berlin | TPPL | calefacción de gas - bucle Unit 23 | Ring line gas Unit 23 | La impresión del tipo de placa Lisega T8GA, DN150, en acero | PRESSURE PLATE Typ T8GA,DN150, in steel | 3542 | 23MB 303 | GT Piping | 2 | PCE | Germany | [6 empty] | 2318 | S-2318-0001-A-23-3542-00244244-N | 3800 | 2503.8 | 1.5 | 550 | 240 | 201 | SIK980000074304 | 23006333 |  | N | N
Polo | Weber Kraftwerkstechnik GmbH Berlin | TPPL | calefacción de gas - bucle Unit 23 | Ring line gas Unit 23 | Traverse, DPPPG-70005088_Rev.A en acero | LIFTING BEAM,DPPPG-70005088_Rev.A in steel | 3542 | 23MB 303 | GT Piping | 1 | PCE | Germany | [6 empty] | 2318 | S-2318-0001-A-23-3542-00244244-N | 3800 | 2503.8 | 60 | 550 | 240 | 201 | SIK980000074304 | 23006334 |  | N | N
Polo | Weber Kraftwerkstechnik GmbH Berlin | TPPL | calefacción de gas - bucle Unit 23 | Ring line gas Unit 23 | Cojinete, 110x200x170, DPPPG-70001890_Rev.B en acero | BEARING,110x200x170,DPPPG-70001890_Rev.B in steel | 3542 | 23MB 303 | GT Piping | 2 | PCE | Germany | [6 empty] | 2318 | S-2318-0001-A-23-3542-00244244-N | 3800 | 2503.8 | 10.2 | 550 | 240 | 201 | SIK980000074304 | 23006335 |  | N | N
Polo | Weber Kraftwerkstechnik GmbH Berlin | TPPL | calefacción de gas - bucle Unit 23 | Ring line gas Unit 23 | cojinetes de guía, 54KF02-MBP1P-164 A01_Rev.B | GUIDE BEARING,54KF02-MBP1P-164-A01_Rev.B | 3542 | 23MB 303 | GT Piping | 1 | PCE | Germany | [6 empty] | 2318 | S-2318-0001-A-23-3542-00244244-N | 3800 | 2503.8 | 20 | 550 | 240 | 201 | SIK980000074304 | 23006336 |  | N | N
Polo | Weber Kraftwerkstechnik GmbH Berlin | TPPL | calefacción de gas - bucle Unit 23 | Ring line gas Unit 23 | cojinetes de guía, 640x170x110, DPPPG-70005086_Rev.A en acero | GUIDE BEARING,640x170x110,DPPPG-70005086_Rev.A in steel | 3542 | 23MB 303 | GT Piping | 1 | PCE | Germany | [6 empty] | 2318 | S-2318-0001-A-23-3542-00244244-N | 3800 | 2503.8 | 17 | 550 | 240 | 201 | SIK980000074304 | 23006337 |  | N | N
Polo | Weber Kraftwerkstechnik GmbH Berlin | TPPL | calefacción de gas - bucle Unit 23 | Ring line gas Unit 23 | Pareja de disco A31,4x47,0x6,8-K en Acero inoxidable | Pairs Locking Washers A31,4x47,0x6,8-K stainless steel | 3542 | 23MB 303 | GT Piping | 50 | PCE | Germany | [5 empty] | 20719 | 2318 | S-2318-0001-A-23-3542-00244244-N | 3800 | 2503.8 | 2 | 550 | 240 | 201 | SIK980000074304 | 23006313 |  | N | N
Polo | Weber Kraftwerkstechnik GmbH Berlin | TPPL | calefacción de gas - bucle Unit 23 | Ring line gas Unit 23 | cojinetes de guía, 54KF02-MBP1P-166-A05_Rev.A | GUIDE BEARING,54KF02-MBP1P-166-A05_Rev.A | 3542 | 23MB 303 | GT Piping | 1 | PCE | Germany | [6 empty] | 2318 | S-2318-0001-A-23-3542-00244244-N | 3800 | 2503.8 | 5.7 | 550 | 240 | 201 | SIK980000074304 | 23006338 |  | N | N
Polo | Weber Kraftwerkstechnik GmbH Berlin | TPPL | calefacción de gas - bucle Unit 23 | Ring line gas Unit 23 | Varilla roscada-TYP674413, M20x1500 en acero | Threaded Rod,M20x1500, in steel | 3542 | 23MB 303 | GT Piping | 2 | PCE | Germany | [6 empty] | 2318 | S-2318-0001-A-23-3542-00244244-N | 3800 | 2503.8 | 6.16 | 550 | 240 | 201 | SIK980000074304 | 23006339 |  | N | N
Polo | Weber Kraftwerkstechnik GmbH Berlin | TPPL | calefacción de gas - bucle Unit 23 | Ring line gas Unit 23 | Tensor, Lisega, Typ624919, M20, en acero | TURNBUCKLE, Typ624919,M20, in steel | 3542 | 23MB 303 | GT Piping | 2 | PCE | Germany | [6 empty] | 2318 | S-2318-0001-A-23-3542-00244244-N | 3800 | 2503.8 | 0.12 | 550 | 240 | 201 | SIK980000074304 | 23006340 |  | N | N
Polo | Weber Kraftwerkstechnik GmbH Berlin | TPPL | calefacción de gas - bucle Unit 23 | Ring line gas Unit 23 | La barra de tracción R / L Lisega Tipo 654 113, M20, L = 250, en acero | PULL ROD Type 654113,M20, L=250, in steel | 3542 | 23MB 303 | GT Piping | 2 | PCE | Germany | [6 empty] | 2318 | S-2318-0001-A-23-3542-00244244-N | 3800 | 2503.8 | 1.4 | 550 | 240 | 201 | SIK980000074304 | 23006341 |  | N | N
Polo | Weber Kraftwerkstechnik GmbH Berlin | TPPL | calefacción de gas - bucle Unit 23 | Ring line gas Unit 23 | Tipo de soporte de muelle 293 218, FV = C = 4,0KN 33,3N / mm, m.PTFE placa deslizante 703 916 | THRUST SUPPORT with PTFE PLATE, Typ 293218,FV=4,0KN;C=33,3N/mm, with PTFE-Sliding plate | 3542 | 23MB 303 | GT Piping | 2 | PCE | Germany | [6 empty] | 2318 | S-2318-0001-A-23-3542-00244244-N | 3800 | 2503.8 | 18.2 | 550 | 240 | 201 | SIK980000074304 | 23006342 |  | N | N
Polo | Weber Kraftwerkstechnik GmbH Berlin | TPPL | calefacción de gas - bucle Unit 23 | Ring line gas Unit 23 | tuerca hexagonal, M20, en acero | Hex.Nut,M20, in steel | 3542 | 23MB 303 | GT Piping | 6 | PCE | Germany | [6 empty] | 2318 | S-2318-0001-A-23-3542-00244244-N | 3800 | 2503.8 | 0.36 | 550 | 240 | 201 | SIK980000074304 | 23006343 |  | N | N
Polo | Weber Kraftwerkstechnik GmbH Berlin | TPPL | calefacción de gas - bucle Unit 23 | Ring line gas Unit 23 | Soporte de la tubería, 50x25x280,33-9070-10663 / 161_Rev.E en acero | PIPE BEARING,50x25x280,33-9070-10663/161_Rev.E i in steel | 3542 | 23MB 303 | GT Piping | 2 | PCE | Germany | [6 empty] | 2318 | S-2318-0001-A-23-3542-00244244-N | 3800 | 2503.8 | 4.54 | 550 | 240 | 201 | SIK980000074304 | 23006344 |  | N | N
Polo | Weber Kraftwerkstechnik GmbH Berlin | TPPL | calefacción de gas - bucle Unit 23 | Ring line gas Unit 23 | Soporte de la tubería, 96x90x270, DPPPG-70001878_Rev.A en acero | PIPE BEARING,96x90x270,DPPPG-70001878_Rev.A in steel | 3542 | 23MB 303 | GT Piping | 2 | PCE | Germany | [6 empty] | 2318 | S-2318-0001-A-23-3542-00244244-N | 3800 | 2503.8 | 30 | 550 | 240 | 201 | SIK980000074304 | 23006345 |  | N | N
Polo | Weber Kraftwerkstechnik GmbH Berlin | TPPL | calefacción de gas - bucle Unit 23 | Ring line gas Unit 23 | Soporte-Stauffenberg, DN65 / 76,1,33-9071-10663 / 172_Rev.B Aluminio | HOLDING DEVICE,DN65/76,1,33-9071-10663/172_Rev.B in Aluminium | 3542 | 23MB 303 | GT Piping | 1 | PCE | Germany | [6 empty] | 2318 | S-2318-0001-A-23-3542-00244244-N | 3800 | 2503.8 | 1.12 | 550 | 240 | 201 | SIK980000074304 | 23006346 |  | N | N
Polo | Weber Kraftwerkstechnik GmbH Berlin | TPPL | calefacción de gas - bucle Unit 23 | Ring line gas Unit 23 | bloque de apoyo, 230x110x145,23-9074-10663 / 176_Rev.B en acero | BEARING PEDESTAL,230x110x145,23-9074-10663/176_Rev.B in steel | 3542 | 23MB 303 | GT Piping | 2 | PCE | Germany | [6 empty] | 2318 | S-2318-0001-A-23-3542-00244244-N | 3800 | 2503.8 | 16.6 | 550 | 240 | 201 | SIK980000074304 | 23006347 |  | N | N
Polo | Weber Kraftwerkstechnik GmbH Berlin | TPPL | calefacción de gas - bucle Unit 23 | Ring line gas Unit 23 | Aro de guarnición Profil-A10; 201x4 54KF02-MBH2X-901-A01,b en Acero inoxidable | Metallic Seal Ring Profil-A10; 201x4 54KF02-MBH2X-901-A01,b stainless steel | 3542 | 23MB 303 | GT Piping | 2 | PCE | Germany | [5 empty] | 26059 | 2318 | S-2318-0001-A-23-3542-00244244-N | 3800 | 2503.8 | 0.08 | 550 | 240 | 201 | SIK980000074304 | 23006314 |  | N | N
Polo | Weber Kraftwerkstechnik GmbH Berlin | TPPL | calefacción de gas - bucle Unit 23 | Ring line gas Unit 23 | costilla articulado (Lisega) tipo 396 154 | BRACKET JOINT, Typ 396154 | 3542 | 23MB 303 | GT Piping | 2 | PCE | Germany | [6 empty] | 2318 | S-2318-0001-A-23-3542-00244244-N | 3800 | 2503.8 | 48 | 550 | 240 | 201 | SIK980000074304 | 23006348 |  | N | N
Polo | Weber Kraftwerkstechnik GmbH Berlin | TPPL | calefacción de gas - bucle Unit 23 | Ring line gas Unit 23 | Alternando abrazadera de la carga (Lisega) tipo 361 712, DN150, | ALTERNATING LOAD CLAMP, Typ 361712,DN150 | 3542 | 23MB 303 | GT Piping | 2 | PCE | Germany | [6 empty] | 2318 | S-2318-0001-A-23-3542-00244244-N | 3800 | 2503.8 | 23 | 550 | 240 | 201 | SIK980000074304 | 23006349 |  | N | N
Polo | Weber Kraftwerkstechnik GmbH Berlin | TPPL | calefacción de gas - bucle Unit 23 | Ring line gas Unit 23 | Roscada correas SLV3590012Pos.22, | THREADED BOW -SLV3590012Pos.22 | 3542 | 23MB 303 | GT Piping | 4 | PCE | Germany | [6 empty] | 2318 | S-2318-0001-A-23-3542-00244244-N | 3800 | 2503.8 | 2 | 550 | 240 | 201 | SIK980000074304 | 23006350 |  | N | N
Polo | Weber Kraftwerkstechnik GmbH Berlin | TPPL | calefacción de gas - bucle Unit 23 | Ring line gas Unit 23 | Placa 25x320x260,23-9074-10663 / 181_Rev.B en acero | PLATE,25x320x260,23-9074-10663/181_Rev.B in steel | 3542 | 23MB 303 | GT Piping | 2 | PCE | Germany | [6 empty] | 2318 | S-2318-0001-A-23-3542-00244244-N | 3800 | 2503.8 | 31.8 | 550 | 240 | 201 | SIK980000074304 | 23006351 |  | N | N
Polo | Weber Kraftwerkstechnik GmbH Berlin | TPPL | calefacción de gas - bucle Unit 23 | Ring line gas Unit 23 | Consola 180x100x180,33-9071-10663 / 160_Rev.B en acero | BRACKET,180x100x180,33-9071-10663/160_Rev.B in steel | 3542 | 23MB 303 | GT Piping | 1 | PCE | Germany | [6 empty] | 2318 | S-2318-0001-A-23-3542-00244244-N | 3800 | 2503.8 | 3.6 | 550 | 240 | 201 | SIK980000074304 | 23006352 |  | N | N
Polo | Weber Kraftwerkstechnik GmbH Berlin | TPPL | calefacción de gas - bucle Unit 23 | Ring line gas Unit 23 | Consola,200x100x190,33-9071-10663/159_Rev.B en acero | BRACKET,200x100x190,33-9071-10663/159_Rev.B in steel | 3542 | 23MB 303 | GT Piping | 1 | PCE | Germany | [6 empty] | 2318 | S-2318-0001-A-23-3542-00244244-N | 3800 | 2503.8 | 4.68 | 550 | 240 | 201 | SIK980000074304 | 23006353 |  | N | N
Polo | Weber Kraftwerkstechnik GmbH Berlin | TPPL | calefacción de gas - bucle Unit 23 | Ring line gas Unit 23 | Tornillo hexagonal, M16x90, en acero | Hex.Bolt,M16x90, in steel | 3542 | 23MB 303 | GT Piping | 8 | PCE | Germany | [6 empty] | 2318 | S-2318-0001-A-23-3542-00244244-N | 3800 | 2503.8 | 1.68 | 550 | 240 | 201 | SIK980000074304 | 23006380 |  | N | N
Polo | Weber Kraftwerkstechnik GmbH Berlin | TPPL | calefacción de gas - bucle Unit 23 | Ring line gas Unit 23 | Tornillo hexagonal, M12x110, en acero | Hex.Bolt,M12x110, in steel | 3542 | 23MB 303 | GT Piping | 8 | PCE | Germany | [6 empty] | 2318 | S-2318-0001-A-23-3542-00244244-N | 3800 | 2503.8 | 0.64 | 550 | 240 | 201 | SIK980000074304 | 23006381 |  | N | N
Polo | Weber Kraftwerkstechnik GmbH Berlin | TPPL | calefacción de gas - bucle Unit 23 | Ring line gas Unit 23 | Disco par HLS-12S, A13,0x19,5x2,5, kolsterised en Acero inoxidable | Pair of Locking Washers,A13,0x19,5x2,5, stainless steel | 3542 | 23MB 303 | GT Piping | 8 | PCE | Germany | [6 empty] | 2318 | S-2318-0001-A-23-3542-00244244-N | 3800 | 2503.8 | 0.16 | 550 | 240 | 201 | SIK980000074304 | 23006354 |  | N | N
Polo | Weber Kraftwerkstechnik GmbH Berlin | TPPL | calefacción de gas - bucle Unit 23 | Ring line gas Unit 23 | Placa 25x320x260,23-9074-10663 / 189_Rev.B en acero | PLATE,25x320x260,23-9074-10663/189_Rev.B in steel | 3542 | 23MB 303 | GT Piping | 2 | PCE | Germany | [6 empty] | 2318 | S-2318-0001-A-23-3542-00244244-N | 3800 | 2503.8 | 31.8 | 550 | 240 | 201 | SIK980000074304 | 23006355 |  | N | N
Polo | Weber Kraftwerkstechnik GmbH Berlin | TPPL | calefacción de gas - bucle Unit 23 | Ring line gas Unit 23 | Tornillo hexágono 3/4''-10UNC-2Ax3.50''Long en acero | Hex. Bolt HD HVY.750x3.50 3/4''-10UNC-2Ax3.50''Long in steel | 3542 | 23MB 303 | GT Piping | 96 | PCE | Germany | [5 empty] | 50148 | 2318 | S-2318-0001-A-23-3542-00244244-N | 3800 | 2503.8 | 28.8 | 550 | 240 | 201 | SIK980000074304 | 23006378 |  | N | N
Polo | Weber Kraftwerkstechnik GmbH Berlin | TPPL | calefacción de gas - bucle Unit 23 | Ring line gas Unit 23 | cojinetes de guía, 54KF02-MBP1P-190-A05_Rev.B en acero | GUIDE BEARING,54KF02-MBP1P-190-A05_Rev.B in steel | 3542 | 23MB 303 | GT Piping | 9 | PCE | Germany | [6 empty] | 2318 | S-2318-0001-A-23-3542-00244244-N | 3800 | 2503.8 | 51.3 | 550 | 240 | 201 | SIK980000074304 | 23006356 |  | N | N
Polo | Weber Kraftwerkstechnik GmbH Berlin | TPPL | calefacción de gas - bucle Unit 23 | Ring line gas Unit 23 | cojinetes de guía, 54KF02-MBP1P-194-A05_Rev.B en acero | GUIDE BEARING,54KF02-MBP1P-194-A05_Rev.B in steel | 3542 | 23MB 303 | GT Piping | 9 | PCE | Germany | [6 empty] | 2318 | S-2318-0001-A-23-3542-00244244-N | 3800 | 2503.8 | 51.3 | 550 | 240 | 201 | SIK980000074304 | 23006357 |  | N | N
Polo | Weber Kraftwerkstechnik GmbH Berlin | TPPL | calefacción de gas - bucle Unit 23 | Ring line gas Unit 23 | Todo de metal amortiguador con rosca interior, SP563W, 203.922 en cromo-níquel | DAMPER WITH INSIDE THREAD,SP563W,203922 stainless steel | 3542 | 23MB 303 | GT Piping | 20 | PCE | Germany | [6 empty] | 2318 | S-2318-0001-A-23-3542-00244244-N | 3800 | 2503.8 | 20 | 550 | 240 | 201 | SIK980000074304 | 23006358 |  | N | N
Polo | Weber Kraftwerkstechnik GmbH Berlin | TPPL | calefacción de gas - bucle Unit 23 | Ring line gas Unit 23 | Teniendo con placa, 50x50x22 deslizamiento de PTFE; Pintura: fosfato de zinc, 43-9070-10663 / 197_Rev.B en acero + PTFE TLFG | PAD WITH GUIDE PLATE,50x50x22; Paint: zinc phosphate ,43-9070-10663/197_Rev.B in steel+PTFE-TLFG | 3542 | 23MB 303 | GT Piping | 4 | PCE | Germany | [6 empty] | 2318 | S-2318-0001-A-23-3542-00244244-N | 3800 | 2503.8 | 1.12 | 550 | 240 | 201 | SIK980000074304 | 23006359 |  | N | N
Polo | Weber Kraftwerkstechnik GmbH Berlin | TPPL | calefacción de gas - bucle Unit 23 | Ring line gas Unit 23 | Tornillo hexagonal,M20x55, en acero | Hex.Bolt,M20x55, in steel | 3542 | 23MB 303 | GT Piping | 4 | PCE | Germany | [6 empty] | 2318 | S-2318-0001-A-23-3542-00244244-N | 3800 | 2503.8 | 0.76 | 550 | 240 | 201 | SIK980000074304 | 23006382 |  | N | N
Polo | Weber Kraftwerkstechnik GmbH Berlin | TPPL | calefacción de gas - bucle Unit 23 | Ring line gas Unit 23 | Tornillo hexagonal,M16x90, en acero | Hex.Bolt,M16x90, in steel | 3542 | 23MB 303 | GT Piping | 16 | PCE | Germany | [6 empty] | 2318 | S-2318-0001-A-23-3542-00244244-N | 3800 | 2503.8 | 3.36 | 550 | 240 | 201 | SIK980000074304 | 23006383 |  | N | N
Polo | Weber Kraftwerkstechnik GmbH Berlin | TPPL | calefacción de gas - bucle Unit 23 | Ring line gas Unit 23 | Tornillo hexagonal,M16x110, en acero | Hex.Bolt,M16x110, in steel | 3542 | 23MB 303 | GT Piping | 2 | PCE | Germany | [6 empty] | 2318 | S-2318-0001-A-23-3542-00244244-N | 3800 | 2503.8 | 0.46 | 550 | 240 | 201 | SIK980000074304 | 23006384 |  | N | N
Polo | Weber Kraftwerkstechnik GmbH Berlin | TPPL | calefacción de gas - bucle Unit 23 | Ring line gas Unit 23 | Tornillo hexagonal,M12x50, en acero | Hex.Bolt,M12x50, in steel | 3542 | 23MB 303 | GT Piping | 12 | PCE | Germany | [6 empty] | 2318 | S-2318-0001-A-23-3542-00244244-N | 3800 | 2503.8 | 0.72 | 550 | 240 | 201 | SIK980000074304 | 23006385 |  | N | N
Polo | Weber Kraftwerkstechnik GmbH Berlin | TPPL | calefacción de gas - bucle Unit 23 | Ring line gas Unit 23 | Tornillo hexagonal,M16x50, en acero | Hex.Bolt,M16x50, in steel | 3542 | 23MB 303 | GT Piping | 16 | PCE | Germany | [6 empty] | 2318 | S-2318-0001-A-23-3542-00244244-N | 3800 | 2503.8 | 1.6 | 550 | 240 | 201 | SIK980000074304 | 23006386 |  | N | N
Polo | Weber Kraftwerkstechnik GmbH Berlin | TPPL | calefacción de gas - bucle Unit 23 | Ring line gas Unit 23 | Tornillo hexagonal, HV, M24x100, galvanizado en acero | HEXAGON SCREW, HV,M24x100, in steel | 3542 | 23MB 303 | GT Piping | 16 | PCE | Germany | [6 empty] | 2318 | S-2318-0001-A-23-3542-00244244-N | 3800 | 2503.8 | 7.52 | 550 | 240 | 201 | SIK980000074304 | 23006387 |  | N | N
Polo | Weber Kraftwerkstechnik GmbH Berlin | TPPL | calefacción de gas - bucle Unit 23 | Ring line gas Unit 23 | Tuerca hexágono 3/4''-10UNC-2B auch als PB0000274067 en acero | Hex.Nut 3/4''-10UNC-2B auch als PB0000274067 in steel | 3542 | 23MB 303 | GT Piping | 96 | PCE | Germany | [5 empty] | 44772 | 2318 | S-2318-0001-A-23-3542-00244244-N | 3800 | 2503.8 | 1.92 | 550 | 240 | 201 | SIK980000074304 | 23006315 |  | N | N
Polo | Weber Kraftwerkstechnik GmbH Berlin | TPPL | calefacción de gas - bucle Unit 23 | Ring line gas Unit 23 | HV-disco, A25, C45-galvanizado en | DISC, HV,A25, in steel | 3542 | 23MB 303 | GT Piping | 32 | PCE | Germany | [6 empty] | 2318 | S-2318-0001-A-23-3542-00244244-N | 3800 | 2503.8 | 0.64 | 550 | 240 | 201 | SIK980000074304 | 23006360 |  | N | N
Polo | Weber Kraftwerkstechnik GmbH Berlin | TPPL | calefacción de gas - bucle Unit 23 | Ring line gas Unit 23 | tuerca hexagonal, M24, en acero | Hex.Nut,M24, in steel | 3542 | 23MB 303 | GT Piping | 16 | PCE | Germany | [6 empty] | 2318 | S-2318-0001-A-23-3542-00244244-N | 3800 | 2503.8 | 2.24 | 550 | 240 | 201 | SIK980000074304 | 23006361 |  | N | N
Polo | Weber Kraftwerkstechnik GmbH Berlin | TPPL | calefacción de gas - bucle Unit 23 | Ring line gas Unit 23 | tornillo cilíndrico, M12x55K, en acero | SCREW SOCKET HEAD,M12x55K, in steel | 3542 | 23MB 303 | GT Piping | 4 | PCE | Germany | [6 empty] | 2318 | S-2318-0001-A-23-3542-00244244-N | 3800 | 2503.8 | 0.24 | 550 | 240 | 201 | SIK980000074304 | 23006388 |  | N | N
Polo | Weber Kraftwerkstechnik GmbH Berlin | TPPL | calefacción de gas - bucle Unit 23 | Ring line gas Unit 23 | tuerca hexagonal, M30, en acero | Hex.Nut,M30, in steel | 3542 | 23MB 303 | GT Piping | 8 | PCE | Germany | [6 empty] | 2318 | S-2318-0001-A-23-3542-00244244-N | 3800 | 2503.8 | 1.68 | 550 | 240 | 201 | SIK980000074304 | 23006362 |  | N | N
Polo | Weber Kraftwerkstechnik GmbH Berlin | TPPL | calefacción de gas - bucle Unit 23 | Ring line gas Unit 23 | tuerca hexagonal,M16, en acero | Hex.Nut,M16, in steel | 3542 | 23MB 303 | GT Piping | 62 | PCE | Germany | [6 empty] | 2318 | S-2318-0001-A-23-3542-00244244-N | 3800 | 2503.8 | 1.86 | 550 | 240 | 201 | SIK980000074304 | 23006363 |  | N | N
Polo | Weber Kraftwerkstechnik GmbH Berlin | TPPL | calefacción de gas - bucle Unit 23 | Ring line gas Unit 23 | tuerca hexagonal,M12, en acero | Hex.Nut,M12, in steel | 3542 | 23MB 303 | GT Piping | 24 | PCE | Germany | [6 empty] | 2318 | S-2318-0001-A-23-3542-00244244-N | 3800 | 2503.8 | 0.48 | 550 | 240 | 201 | SIK980000074304 | 23006392 |  | N | N
Polo | Weber Kraftwerkstechnik GmbH Berlin | TPPL | calefacción de gas - bucle Unit 23 | Ring line gas Unit 23 | U-disco, de 31 años, en acero | U-DISC,31, in steel | 3542 | 23MB 303 | GT Piping | 4 | PCE | Germany | [6 empty] | 2318 | S-2318-0001-A-23-3542-00244244-N | 3800 | 2503.8 | 0.04 | 550 | 240 | 201 | SIK980000074304 | 23006364 |  | N | N
Polo | Weber Kraftwerkstechnik GmbH Berlin | TPPL | calefacción de gas - bucle Unit 23 | Ring line gas Unit 23 | Disco par HLS-16S (5/8 "), A17,0x25,4x3,4, en Acero inoxidable | Pair of Locking Washers,A17,0x25,4x3,4, stainless steel | 3542 | 23MB 303 | GT Piping | 110 | PCE | Germany | [6 empty] | 2318 | S-2318-0001-A-23-3542-00244244-N | 3800 | 2503.8 | 1.1 | 550 | 240 | 201 | SIK980000074304 | 23006365 |  | N | N
Polo | Weber Kraftwerkstechnik GmbH Berlin | TPPL | calefacción de gas - bucle Unit 23 | Ring line gas Unit 23 | Disco par HLS-12S,A13,0x19,5x2,5, en Acero inoxidable | Pair of Locking Washers,A13,0x19,5x2,5, stainless steel | 3542 | 23MB 303 | GT Piping | 25 | PCE | Germany | [6 empty] | 2318 | S-2318-0001-A-23-3542-00244244-N | 3800 | 2503.8 | 0.5 | 550 | 240 | 201 | SIK980000074304 | 23006366 |  | N | N
Polo | Weber Kraftwerkstechnik GmbH Berlin | TPPL | calefacción de gas - bucle Unit 23 | Ring line gas Unit 23 | cinta de tela, amarillo, 50x325m, 4,5 KN resistencia a la tracción de hasta 350 grados C en aramida | Fabric tape, yellow ,50x325m, in Aramid | 3542 | 23MB 303 | GT Piping | 1 | PCE | Germany | [6 empty] | 2318 | S-2318-0001-A-23-3542-00244244-N | 3800 | 2503.8 | 2.3 | 550 | 240 | 201 | SIK980000074304 | 23006367 |  | N | N
Polo | Weber Kraftwerkstechnik GmbH Berlin | TPPL | calefacción de gas - bucle Unit 23 | Ring line gas Unit 23 | Pareja de disco A21,4x30,7x3,0-K en Acero inoxidable | Pairs Locking Washers A21,4x30,7x3,0-K stainless steel | 3542 | 23MB 303 | GT Piping | 110 | PCE | Germany | [5 empty] | 10376 | 2318 | S-2318-0001-A-23-3542-00244244-N | 3800 | 2503.8 | 1.1 | 550 | 240 | 201 | SIK980000074304 | 23006316 |  | N | N
Polo | Weber Kraftwerkstechnik GmbH Berlin | TPPL | calefacción de gas - bucle Unit 23 | Ring line gas Unit 23 | tornillo de rosca, ST4,8x16-C-S1-N, en acero | SELF TAPPING SCREW,ST4,8x16-C-S1-N, in steel | 3542 | 23MB 303 | GT Piping | 60 | PCE | Germany | [6 empty] | 2318 | S-2318-0001-A-23-3542-00244244-N | 3800 | 2503.8 | 0.6 | 550 | 240 | 201 | SIK980000074304 | 23006368 |  | N | N
Polo | Weber Kraftwerkstechnik GmbH Berlin | TPPL | calefacción de gas - bucle Unit 23 | Ring line gas Unit 23 | Tornillo hexagonal, M16x70, en acero | Hex.Bolt,M16x70, in steel | 3542 | 23MB 303 | GT Piping | 20 | PCE | Germany | [6 empty] | 2318 | S-2318-0001-A-23-3542-00244244-N | 3800 | 2503.8 | 2.6 | 550 | 240 | 201 | SIK980000074304 | 23006389 |  | N | N
Polo | Weber Kraftwerkstechnik GmbH Berlin | TPPL | calefacción de gas - bucle Unit 23 | Ring line gas Unit 23 | Alambre, 0.6T-1 * 100000, en Acero inoxidable | WIRE,0,6T-1*100000, stainless steel | 3542 | 23MB 303 | GT Piping | 1 | PCE | Germany | [6 empty] | 2318 | S-2318-0001-A-23-3542-00244244-N | 3800 | 2503.8 | 0.48 | 550 | 240 | 201 | SIK980000074304 | 23006369 |  | N | N
Polo | Weber Kraftwerkstechnik GmbH Berlin | TPPL | calefacción de gas - bucle Unit 23 | Ring line gas Unit 23 | U-disco,13, en acero | U-DISC,13, in steel | 3542 | 23MB 303 | GT Piping | 4 | PCE | Germany | [6 empty] | 2318 | S-2318-0001-A-23-3542-00244244-N | 3800 | 2503.8 | 0.04 | 550 | 240 | 201 | SIK980000074304 | 23006370 |  | N | N
Polo | Weber Kraftwerkstechnik GmbH Berlin | TPPL | calefacción de gas - bucle Unit 23 | Ring line gas Unit 23 | Tornillo hexagonal,M8x60, en acero | Hex.Bolt,M8x60, in steel | 3542 | 23MB 303 | GT Piping | 24 | PCE | Germany | [6 empty] | 2318 | S-2318-0001-A-23-3542-00244244-N | 3800 | 2503.8 | 0.72 | 550 | 240 | 201 | SIK980000074304 | 23006390 |  | N | N
Polo | Weber Kraftwerkstechnik GmbH Berlin | TPPL | calefacción de gas - bucle Unit 23 | Ring line gas Unit 23 | tuerca hexagonal,M8, en acero | Hex.Nut,M8, in steel | 3542 | 23MB 303 | GT Piping | 48 | PCE | Germany | [6 empty] | 2318 | S-2318-0001-A-23-3542-00244244-N | 3800 | 2503.8 | 0.48 | 550 | 240 | 201 | SIK980000074304 | 23006393 |  | N | N
Polo | Weber Kraftwerkstechnik GmbH Berlin | TPPL | calefacción de gas - bucle Unit 23 | Ring line gas Unit 23 | Tornillo hexagonal,M20x75, en acero | Hex.Bolt,M20x75, in steel | 3542 | 23MB 303 | GT Piping | 4 | PCE | Germany | [6 empty] | 2318 | S-2318-0001-A-23-3542-00244244-N | 3800 | 2503.8 | 0.92 | 550 | 240 | 201 | SIK980000074304 | 23006391 |  | N | N
Polo | Weber Kraftwerkstechnik GmbH Berlin | TPPL | calefacción de gas - bucle Unit 23 | Ring line gas Unit 23 | Abrazadera de tubo, A169, en acero | PIPE CLAMP,A169, in steel | 3542 | 23MB 303 | GT Piping | 2 | PCE | Germany | [6 empty] | 2318 | S-2318-0001-A-23-3542-00244244-N | 3800 | 2503.8 | 4.16 | 550 | 240 | 201 | SIK980000074304 | 23006371 |  | N | N
Polo | Weber Kraftwerkstechnik GmbH Berlin | TPPL | calefacción de gas - bucle Unit 23 | Ring line gas Unit 23 | Abrazadera de tubo, A77, en acero | PIPE CLAMP,A77, in steel | 3542 | 23MB 303 | GT Piping | 2 | PCE | Germany | [6 empty] | 2318 | S-2318-0001-A-23-3542-00244244-N | 3800 | 2503.8 | 1.2 | 550 | 240 | 201 | SIK980000074304 | 23006372 |  | N | N
Polo | Weber Kraftwerkstechnik GmbH Berlin | TPPL | calefacción de gas - bucle Unit 23 | Ring line gas Unit 23 | Hoja 265x40x6,54KF02-MBP1P-171-A05_Rev.A en S235JRG2 | PLATE,265x40x6,54KF02-MBP1P-171-A05_Rev.A in steel | 3542 | 23MB 303 | GT Piping | 2 | PCE | Germany | [6 empty] | 2318 | S-2318-0001-A-23-3542-00244244-N | 3800 | 2503.8 | 0.94 | 550 | 240 | 201 | SIK980000074304 | 23006373 |  | N | N
Polo | Weber Kraftwerkstechnik GmbH Berlin | TPPL | calefacción de gas - bucle Unit 23 | Ring line gas Unit 23 | Aro de guarnición 1-1/2-300LB CGI en Acero inoxidable/Flexicarb | Gasket 1-1/2-300LB CGI stainless steel/Flexicarb | 3542 | 23MB 303 | GT Piping | 24 | PCE | Germany | [5 empty] | 50149 | 2318 | S-2318-0001-A-23-3542-00244244-N | 3800 | 2503.8 | 2.4 | 550 | 240 | 201 | SIK980000074304 | 23006317 |  | N | N
Polo | Weber Kraftwerkstechnik GmbH Berlin | TPPL | calefacción de gas - bucle Unit 23 | Ring line gas Unit 23 | lámina de metal M-Tech M, 500x150x0,250 Flatpack en Acero inoxidable | metal foil RS250S,1465,500x150x0,250 Flatpack stainless steel | 3542 | 23MB 303 | GT Piping | 15 | PCE | Germany | [6 empty] | 2318 | S-2318-0001-A-23-3542-00244244-N | 3800 | 2503.8 | 13.5 | 550 | 240 | 201 | SIK980000074304 | 23006374 |  | N | N
Polo | Weber Kraftwerkstechnik GmbH Berlin | TPPL | calefacción de gas - bucle Unit 23 | Ring line gas Unit 23 | La fijación, 12-20-T3 | ATTACHMENT,12-20-T3 | 3542 | 23MB 303 | GT Piping | 24 | PCE | Germany | [6 empty] | 2318 | S-2318-0001-A-23-3542-00244244-N | 3800 | 2503.8 | 0.96 | 550 | 240 | 201 | SIK980000074304 | 23006375 |  | N | N
Polo | Weber Kraftwerkstechnik GmbH Berlin | TPPL | calefacción de gas - bucle Unit 23 | Ring line gas Unit 23 | La fijación, 40-60-T3 | ATTACHMENT,40-60-T3 | 3542 | 23MB 303 | GT Piping | 24 | PCE | Germany | [6 empty] | 2318 | S-2318-0001-A-23-3542-00244244-N | 3800 | 2503.8 | 0.72 | 550 | 240 | 201 | SIK980000074304 | 23006376 |  | N | N
Polo | Weber Kraftwerkstechnik GmbH Berlin | TPPL | calefacción de gas - bucle Unit 23 | Ring line gas Unit 23 | conducción de gas caldeo DN150 54KF02-MBP1P-230-A08_Rev.D en Acero inoxidable | Annular Piping, Premix, Upper Part DN150 54KF02-MBP1P-230-A08_Rev.D stainless steel | 3542 | 23MB 303 | GT Piping | 1 | PCE | Germany | [5 empty] | 59825 | 2318 | S-2318-0001-A-23-3542-00244244-N | 3800 | 2503.8 | 312.61 | 550 | 240 | 201 | SIK980000074304 | 23006318 |  | N | N
Polo | Weber Kraftwerkstechnik GmbH Berlin | TPPL | tuberia de extraccion Unit 23 | Cooling air piping Unit 23 | tubería de extracción E1 DGRL Kat.1 (con la construcción de la costura) DN250 DPPPG-70006641_Rev.B en acero | COOLING AIR PIPING - E1 acc. PED DN250 DPPPG-70006641_Rev.B in steel | 3542 | 23MB 303 | GT Piping | 1 | PCE | Germany | [5 empty] | 73730 | 2318 | S-2318-0002-A-23-3542-00244244-N | 3900 | 2633.32 | 142.75 | 641 | 240 | 131 | SIK980000074304 | 23006552 |  | N | N
Polo | Weber Kraftwerkstechnik GmbH Berlin | TPPL | tuberia de extraccion Unit 23 | Cooling air piping Unit 23 | Tuerca hexagonal M12 en acero | Hex.Nut M12 in steel | 3542 | 23MB 303 | GT Piping | 12 | PCE | Germany | [5 empty] | 10559 | 2318 | S-2318-0002-A-23-3542-00244244-N | 3900 | 2633.32 | 0.24 | 641 | 240 | 131 | SIK980000074304 | 23006561 |  | N | N
Polo | Weber Kraftwerkstechnik GmbH Berlin | TPPL | tuberia de extraccion Unit 23 | Cooling air piping Unit 23 | espiga 50556 en acero | screw anchor 50556 in steel | 3542 | 23MB 303 | GT Piping | 8 | PCE | Germany | [5 empty] | 10584 | 2318 | S-2318-0002-A-23-3542-00244244-N | 3900 | 2633.32 | 1.2 | 641 | 240 | 131 | SIK980000074304 | 23006562 |  | N | N
Polo | Weber Kraftwerkstechnik GmbH Berlin | TPPL | tuberia de extraccion Unit 23 | Cooling air piping Unit 23 | Tuerca hexagonal M30 en acero | Hex.Nut M30 in 25CrMo4_Geom.10µm | 3542 | 23MB 303 | GT Piping | 24 | PCE | Germany | [5 empty] | 10877 | 2318 | S-2318-0002-A-23-3542-00244244-N | 3900 | 2633.32 | 5.28 | 641 | 240 | 131 | SIK980000074304 | 23006563 |  | N | N
Polo | Weber Kraftwerkstechnik GmbH Berlin | TPPL | tuberia de extraccion Unit 23 | Cooling air piping Unit 23 | par de discos A25,3x39,0x3,4 en Acero inoxidable | Pairs Locking Washers A25,3x39,0x3,4 in 1.4404 kolsterised | 3542 | 23MB 303 | GT Piping | 60 | PCE | Germany | [5 empty] | 20720 | 2318 | S-2318-0002-A-23-3542-00244244-N | 3900 | 2633.32 | 1.2 | 641 | 240 | 131 | SIK980000074304 | 23006564 |  | N | N
Polo | Weber Kraftwerkstechnik GmbH Berlin | TPPL | tuberia de extraccion Unit 23 | Cooling air piping Unit 23 | par de discos A28,4x42,0x6,6 en Acero inoxidable | Pairs Locking Washers A28,4x42,0x6,6 in 1.4404 kolsterised | 3542 | 23MB 303 | GT Piping | 216 | PCE | Germany | [5 empty] | 10643 | 2318 | S-2318-0002-A-23-3542-00244244-N | 3900 | 2633.32 | 6.48 | 641 | 240 | 131 | SIK980000074304 | 23006592 |  | N | N
Polo | Weber Kraftwerkstechnik GmbH Berlin | TPPL | tuberia de extraccion Unit 23 | Cooling air piping Unit 23 | par de discos A13,0x19,5x2,5 en Acero inoxidable | Pair of Locking Washers A13,0x19,5x2,5 in 1.4404 kolsterised | 3542 | 23MB 303 | GT Piping | 24 | PCE | Germany | [5 empty] | 15549 | 2318 | S-2318-0002-A-23-3542-00244244-N | 3900 | 2633.32 | 0.48 | 641 | 240 | 131 | SIK980000074304 | 23006565 |  | N | N
Polo | Weber Kraftwerkstechnik GmbH Berlin | TPPL | tuberia de extraccion Unit 23 | Cooling air piping Unit 23 | par de discos A17,0x25,4x3,4 en Acero inoxidable | Pair of Locking Washers A17,0x25,4x3,4 in 1.4404 kolsterised | 3542 | 23MB 303 | GT Piping | 12 | PCE | Germany | [5 empty] | 10375 | 2318 | S-2318-0002-A-23-3542-00244244-N | 3900 | 2633.32 | 0.12 | 641 | 240 | 131 | SIK980000074304 | 23006566 |  | N | N
Polo | Weber Kraftwerkstechnik GmbH Berlin | TPPL | tuberia de extraccion Unit 23 | Cooling air piping Unit 23 | par de discos A31,4x47,0x6,6 en Acero inoxidable | Pairs Locking Washers A31,4x47,0x6,6 in 1.4404 kolsterised | 3542 | 23MB 303 | GT Piping | 48 | PCE | Germany | [5 empty] | 20719 | 2318 | S-2318-0002-A-23-3542-00244244-N | 3900 | 2633.32 | 1.92 | 641 | 240 | 131 | SIK980000074304 | 23006567 |  | N | N
Polo | Weber Kraftwerkstechnik GmbH Berlin | TPPL | tuberia de extraccion Unit 23 | Cooling air piping Unit 23 | tornillo hexagonal M24x70 en acero | Hex.Bolt M24x70 in 21CrMoV57 Geomet | 3542 | 23MB 303 | GT Piping | 36 | PCE | Germany | [5 empty] | 73721 | 2318 | S-2318-0002-A-23-3542-00244244-N | 3900 | 2633.32 | 3.6 | 641 | 240 | 131 | SIK980000074304 | 23006584 |  | N | N
Polo | Weber Kraftwerkstechnik GmbH Berlin | TPPL | tuberia de extraccion Unit 23 | Cooling air piping Unit 23 | tornillo hexagonal M24x100 en acero | Hex.Bolt M24x100 in 21CrMoV57_Geom.10µm | 3542 | 23MB 303 | GT Piping | 12 | PCE | Germany | [5 empty] | 24608 | 2318 | S-2318-0002-A-23-3542-00244244-N | 3900 | 2633.32 | 3.6 | 641 | 240 | 131 | SIK980000074304 | 23006585 |  | N | N
Polo | Weber Kraftwerkstechnik GmbH Berlin | TPPL | tuberia de extraccion Unit 23 | Cooling air piping Unit 23 | tubería de extracción E2 DGRL Kat.1 DN250 DPPPG-70006643_Rev.B en acero | COOLING AIR PIPING - E2 acc. PED DN250 DPPPG-70006643_Rev.B in steel | 3542 | 23MB 303 | GT Piping | 1 | PCE | Germany | [5 empty] | 73732 | 2318 | S-2318-0002-A-23-3542-00244244-N | 3900 | 2633.32 | 132.82 | 641 | 240 | 131 | SIK980000074304 | 23006553 |  | N | N
Polo | Weber Kraftwerkstechnik GmbH Berlin | TPPL | tuberia de extraccion Unit 23 | Cooling air piping Unit 23 | tornillo hexagonal M27x120 en acero | Hex.Bolt M27x120 in 21CrMoV57_Geom.10µm | 3542 | 23MB 303 | GT Piping | 60 | PCE | Germany | [5 empty] | 27113 | 2318 | S-2318-0002-A-23-3542-00244244-N | 3900 | 2633.32 | 39 | 641 | 240 | 131 | SIK980000074304 | 23006586 |  | N | N
Polo | Weber Kraftwerkstechnik GmbH Berlin | TPPL | tuberia de extraccion Unit 23 | Cooling air piping Unit 23 | tornillo de tope G1A en acero | Screw Plug G1A in steel | 3542 | 23MB 303 | GT Piping | 7 | PCE | Germany | [5 empty] | 10315 | 2318 | S-2318-0002-A-23-3542-00244244-N | 3900 | 2633.32 | 1.05 | 641 | 240 | 131 | SIK980000074304 | 23006594 |  | N | N
Polo | Weber Kraftwerkstechnik GmbH Berlin | TPPL | tuberia de extraccion Unit 23 | Cooling air piping Unit 23 | tornillo hexagonal M12x60 en acero | Hex.Bolt M12x60 insteel | 3542 | 23MB 303 | GT Piping | 12 | PCE | Germany | [5 empty] | 10635 | 2318 | S-2318-0002-A-23-3542-00244244-N | 3900 | 2633.32 | 0.72 | 641 | 240 | 131 | SIK980000074304 | 23006587 |  | N | N
Polo | Weber Kraftwerkstechnik GmbH Berlin | TPPL | tuberia de extraccion Unit 23 | Cooling air piping Unit 23 | tornillo hexagonal M16x100 en acero | Hex.Bolt M16x100 in steel | 3542 | 23MB 303 | GT Piping | 8 | PCE | Germany | [5 empty] | 10721 | 2318 | S-2318-0002-A-23-3542-00244244-N | 3900 | 2633.32 | 1.36 | 641 | 240 | 131 | SIK980000074304 | 23006588 |  | N | N
Polo | Weber Kraftwerkstechnik GmbH Berlin | TPPL | tuberia de extraccion Unit 23 | Cooling air piping Unit 23 | tornillo hexagonal M16x45 en acero | Hex.Bolt M16x45 in 21CrMoV57 Geom.10µm | 3542 | 23MB 303 | GT Piping | 4 | PCE | Germany | [5 empty] | 67563 | 2318 | S-2318-0002-A-23-3542-00244244-N | 3900 | 2633.32 | 0.4 | 641 | 240 | 131 | SIK980000074304 | 23006589 |  | N | N
Polo | Weber Kraftwerkstechnik GmbH Berlin | TPPL | tuberia de extraccion Unit 23 | Cooling air piping Unit 23 | tornillo hexagonal M27x220 en acero | Hex.Bolt M27x220 in 21CrMoV57 Geom.10µm | 3542 | 23MB 303 | GT Piping | 24 | PCE | Germany | [5 empty] | 67564 | 2318 | S-2318-0002-A-23-3542-00244244-N | 3900 | 2633.32 | 25.92 | 641 | 240 | 131 | SIK980000074304 | 23006595 |  | N | N
Polo | Weber Kraftwerkstechnik GmbH Berlin | TPPL | tuberia de extraccion Unit 23 | Cooling air piping Unit 23 | tornillo hexagonal M27x200 en acero | Hex.Bolt M27x200 in 21CrMoV57 Geom.10µm | 3542 | 23MB 303 | GT Piping | 24 | PCE | Germany | [5 empty] | 67565 | 2318 | S-2318-0002-A-23-3542-00244244-N | 3900 | 2633.32 | 24.24 | 641 | 240 | 131 | SIK980000074304 | 23006590 |  | N | N
Polo | Weber Kraftwerkstechnik GmbH Berlin | TPPL | tuberia de extraccion Unit 23 | Cooling air piping Unit 23 | metálico junta tórica Profil A10, 301x4 54KF02-MBH2X-901-A01,b en acero | Metallic Seal Ring Profil A10, 301x4 54KF02-MBH2X-901-A01,b in S235JR | 3542 | 23MB 303 | GT Piping | 16 | PCE | Germany | [5 empty] | 10642 | 2318 | S-2318-0002-A-23-3542-00244244-N | 3900 | 2633.32 | 1.44 | 641 | 240 | 131 | SIK980000074304 | 23006568 |  | N | N
Polo | Weber Kraftwerkstechnik GmbH Berlin | TPPL | tuberia de extraccion Unit 23 | Cooling air piping Unit 23 | metálico junta tórica Profil A10, 301x4 54KF02-MBH2X-901-A01,b en Acero inoxidable | Metallic Seal Ring Profil A10, 301x4 54KF02-MBH2X-901-A01,b in 1.4541 | 3542 | 23MB 303 | GT Piping | 4 | PCE | Germany | [5 empty] | 68009 | 2318 | S-2318-0002-A-23-3542-00244244-N | 3900 | 2633.32 | 0.36 | 641 | 240 | 131 | SIK980000074304 | 23006569 |  | N | N
Polo | Weber Kraftwerkstechnik GmbH Berlin | TPPL | tuberia de extraccion Unit 23 | Cooling air piping Unit 23 | sello D33x39 en acero | Gasket D33x39 in steel | 3542 | 23MB 303 | GT Piping | 7 | PCE | Germany | [5 empty] | 10590 | 2318 | S-2318-0002-A-23-3542-00244244-N | 3900 | 2633.32 | 0.07 | 641 | 240 | 131 | SIK980000074304 | 23006570 |  | N | N
Polo | Weber Kraftwerkstechnik GmbH Berlin | TPPL | tuberia de extraccion Unit 23 | Cooling air piping Unit 23 | tubería de extracción E2 DGRL Kat.1 DN250 DPPPG-70008979_Rev.C en acero | COOLING AIR PIPING - E2 acc. PED DN250 DPPPG-70008979_Rev.C in steel | 3542 | 23MB 303 | GT Piping | 1 | PCE | Germany | [5 empty] | 73733 | 2318 | S-2318-0002-A-23-3542-00244244-N | 3900 | 2633.32 | 103.63 | 641 | 240 | 131 | SIK980000074304 | 23006554 |  | N | N
Polo | Weber Kraftwerkstechnik GmbH Berlin | TPPL | tuberia de extraccion Unit 23 | Cooling air piping Unit 23 | tornillo hexagonal M30x140 en acero | Hex.Bolt M30x140 in 21CrMoV57_Geom.10µm | 3542 | 23MB 303 | GT Piping | 24 | PCE | Germany | [5 empty] | 27115 | 2318 | S-2318-0002-A-23-3542-00244244-N | 3900 | 2633.32 | 26.64 | 641 | 240 | 131 | SIK980000074304 | 23006591 |  | N | N
Polo | Weber Kraftwerkstechnik GmbH Berlin | TPPL | tuberia de extraccion Unit 23 | Cooling air piping Unit 23 | soporte de muelle SLV3590017Pos.20 | Spring Support with PTFE Slide Plate SLV3590017Pos.20 | 3542 | 23MB 303 | GT Piping | 1 | PCE | Germany | [5 empty] | 11195 | 2318 | S-2318-0002-A-23-3542-00244244-N | 3900 | 2633.32 | 8.4 | 641 | 240 | 131 | SIK980000074304 | 23006571 |  | N | N
Polo | Weber Kraftwerkstechnik GmbH Berlin | TPPL | tuberia de extraccion Unit 23 | Cooling air piping Unit 23 | soporte de muelle SLV3590017Pos.21 | Spring Support with PTFE Slide Plate SLV3590017Pos.21 | 3542 | 23MB 303 | GT Piping | 1 | PCE | Germany | [5 empty] | 11196 | 2318 | S-2318-0002-A-23-3542-00244244-N | 3900 | 2633.32 | 8.4 | 641 | 240 | 131 | SIK980000074304 | 23006572 |  | N | N
Polo | Weber Kraftwerkstechnik GmbH Berlin | TPPL | tuberia de extraccion Unit 23 | Cooling air piping Unit 23 | soporte de muelle SLV3590017Pos.22 | Spring Support with PTFE Slide Plate SLV3590017Pos.22 | 3542 | 23MB 303 | GT Piping | 1 | PCE | Germany | [5 empty] | 11197 | 2318 | S-2318-0002-A-23-3542-00244244-N | 3900 | 2633.32 | 8.4 | 641 | 240 | 131 | SIK980000074304 | 23006573 |  | N | N
Polo | Weber Kraftwerkstechnik GmbH Berlin | TPPL | tuberia de extraccion Unit 23 | Cooling air piping Unit 23 | Soportes 600x180x350, color E 33-9070-02015/054,b en acero | Support 600x180x350, Color E 33-9070-02015/054,b in steel | 3542 | 23MB 303 | GT Piping | 1 | PCE | Germany | [5 empty] | 16530 | 2318 | S-2318-0002-A-23-3542-00244244-N | 3900 | 2633.32 | 25 | 641 | 240 | 131 | SIK980000074304 | 23006574 |  | N | N
Polo | Weber Kraftwerkstechnik GmbH Berlin | TPPL | tuberia de extraccion Unit 23 | Cooling air piping Unit 23 | Soportes 596x190x190, color E 33-9070-02015/057,c en acero | Support 596x190x190, Color E 33-9070-02015/057,c in steel | 3542 | 23MB 303 | GT Piping | 2 | PCE | Germany | [5 empty] | 16531 | 2318 | S-2318-0002-A-23-3542-00244244-N | 3900 | 2633.32 | 41.42 | 641 | 240 | 131 | SIK980000074304 | 23006575 |  | N | N
Polo | Weber Kraftwerkstechnik GmbH Berlin | TPPL | tuberia de extraccion Unit 23 | Cooling air piping Unit 23 | Abrazadera hecha de chapa y perfil DN250, color E 33-0228-02400/085,c en acero/en Acero inoxidable | Clamp DN250, Color E 33-0228-02400/085,c in steel/1.4301 | 3542 | 23MB 303 | GT Piping | 3 | PCE | Germany | [5 empty] | 11113 | 2318 | S-2318-0002-A-23-3542-00244244-N | 3900 | 2633.32 | 45.48 | 641 | 240 | 131 | SIK980000074304 | 23006576 |  | N | N
Polo | Weber Kraftwerkstechnik GmbH Berlin | TPPL | tuberia de extraccion Unit 23 | Cooling air piping Unit 23 | Abrazadera de tubo DN250 Lisega Typ 432719 | Pipe clamp-SLV3590013Pos.10 DN250 Lisega Typ 432719 | 3542 | 23MB 303 | GT Piping | 2 | PCE | Germany | [5 empty] | 11251 | 2318 | S-2318-0002-A-23-3542-00244244-N | 3900 | 2633.32 | 24.6 | 641 | 240 | 131 | SIK980000074304 | 23006577 |  | N | N
Polo | Weber Kraftwerkstechnik GmbH Berlin | TPPL | tuberia de extraccion Unit 23 | Cooling air piping Unit 23 | Compensador DN250, PN16 DPSLV00000221/570269_Pos.3_Rev.c en acero/en Acero inoxidable | Compensator E1 DN250, PN16 DPSLV00000221/570269_Pos.3_Rev.c in steel/1.4541 | 3542 | 23MB 303 | GT Piping | 1 | PCE | Germany | [5 empty] | 73722 | 2318 | S-2318-0002-A-23-3542-00244244-N | 3900 | 2633.32 | 343.4 | 641 | 240 | 131 | SIK980000074304 | 23006593 |  | N | N
Polo | Weber Kraftwerkstechnik GmbH Berlin | TPPL | tuberia de extraccion Unit 23 | Cooling air piping Unit 23 | Compensador DN250, PN16 DPSLV00000221/570269_Pos.4_Rev.C en acero/en Acero inoxidable | Compensator E2.1 DN250, PN16 DPSLV00000221/570269_Pos.4_Rev.C in steel/1.4541 | 3542 | 23MB 303 | GT Piping | 1 | PCE | Germany | [5 empty] | 73723 | 2318 | S-2318-0002-A-23-3542-00244244-N | 3900 | 2633.32 | 223.72 | 641 | 240 | 131 | SIK980000074304 | 23006578 |  | N | N
Polo | Weber Kraftwerkstechnik GmbH Berlin | TPPL | tuberia de extraccion Unit 23 | Cooling air piping Unit 23 | tubería de extracción E2 DGRL Kat.1 DN250 DPPPG-70006644_Rev.B en acero | COOLING AIR PIPING - E2 acc. PED DN250 DPPPG-70006644_Rev.B in steel | 3542 | 23MB 303 | GT Piping | 1 | PCE | Germany | [5 empty] | 73734 | 2318 | S-2318-0002-A-23-3542-00244244-N | 3900 | 2633.32 | 143.26 | 641 | 240 | 131 | SIK980000074304 | 23006555 |  | N | N
Polo | Weber Kraftwerkstechnik GmbH Berlin | TPPL | tuberia de extraccion Unit 23 | Cooling air piping Unit 23 | Compensador DN250, PN16 DPSLV00000221/570269_Pos.5_Rev.C en acero/en Acero inoxidable | Compensator E2.2 DN250, PN16 DPSLV00000221/570269_Pos.5_Rev.C in steel/1.4541 | 3542 | 23MB 303 | GT Piping | 1 | PCE | Germany | [5 empty] | 73725 | 2318 | S-2318-0002-A-23-3542-00244244-N | 3900 | 2633.32 | 233.37 | 641 | 240 | 131 | SIK980000074304 | 23006579 |  | N | N
Polo | Weber Kraftwerkstechnik GmbH Berlin | TPPL | tuberia de extraccion Unit 23 | Cooling air piping Unit 23 | Compensador DN250, PN25 DPSLV00000221/570269_Pos.6_Rev.C en acero/en Acero inoxidable | Compensator E3.1 DN250, PN25 DPSLV00000221/570269_Pos.6_Rev.C in steel/1.4571 | 3542 | 23MB 303 | GT Piping | 1 | PCE | Germany | [5 empty] | 73726 | 2318 | S-2318-0002-A-23-3542-00244244-N | 3900 | 2633.32 | 315.93 | 641 | 240 | 131 | SIK980000074304 | 23006580 |  | N | N
Polo | Weber Kraftwerkstechnik GmbH Berlin | TPPL | tuberia de extraccion Unit 23 | Cooling air piping Unit 23 | Compensador DN250, PN25 DPSLV00000221/570269_Pos.7_Rev.C en acero/en Acero inoxidable | Compensator E3.2 DN250, PN25 DPSLV00000221/570269_Pos.7_Rev.C in steel/1.4571 | 3542 | 23MB 303 | GT Piping | 1 | PCE | Germany | [5 empty] | 73727 | 2318 | S-2318-0002-A-23-3542-00244244-N | 3900 | 2633.32 | 315.93 | 641 | 240 | 131 | SIK980000074304 | 23006581 |  | N | N
Polo | Weber Kraftwerkstechnik GmbH Berlin | TPPL | tuberia de extraccion Unit 23 | Cooling air piping Unit 23 | brida de soldadura 11/B2/DN250/PN16/6,3 en acero | Welding Neck Flange 11/B2/DN250/PN16/6,3 in steel | 3542 | 23MB 303 | GT Piping | 1 | PCE | Germany | [5 empty] | 60311 | 2318 | S-2318-0002-A-23-3542-00244244-N | 3900 | 2633.32 | 16.7 | 641 | 240 | 131 | SIK980000074304 | 23006582 |  | N | N
Polo | Weber Kraftwerkstechnik GmbH Berlin | TPPL | tuberia de extraccion Unit 23 | Cooling air piping Unit 23 | escudero en aluminio | Label Support in ALMG1F15 | 3542 | 23MB 303 | GT Piping | 4 | PCE | Germany | [5 empty] | 15969 | 2318 | S-2318-0002-A-23-3542-00244244-N | 3900 | 2633.32 | 0.04 | 641 | 240 | 131 | SIK980000074304 | 23006583 |  | N | N
Polo | Weber Kraftwerkstechnik GmbH Berlin | TPPL | tuberia de extraccion Unit 23 | Cooling air piping Unit 23 | tubería de extracción E2 DGRL Kat.1 DN250 23-9071-02015/212,e en acero | COOLING AIR PIPING - E2 acc. PED DN250 23-9071-02015/212,e in steel | 3542 | 23MB 303 | GT Piping | 1 | PCE | Germany | [5 empty] | 36464 | 2318 | S-2318-0002-A-23-3542-00244244-N | 3900 | 2633.32 | 109.97 | 641 | 240 | 131 | SIK980000074304 | 23006556 |  | N | N
Polo | Weber Kraftwerkstechnik GmbH Berlin | TPPL | tuberia de extraccion Unit 23 | Cooling air piping Unit 23 | tubería de extracción E3 DGRL Kat.3 DN250 DPPPG-70006645_Rev.A en acero/en Acero inoxidable | COOLING AIR PIPING - E3 acc. PED DN250 DPPPG-70006645_Rev.A in steel/1.4571 | 3542 | 23MB 303 | GT Piping | 1 | PCE | Germany | [5 empty] | 73735 | 2318 | S-2318-0002-A-23-3542-00244244-N | 3900 | 2633.32 | 118.31 | 641 | 240 | 131 | SIK980000074304 | 23006557 |  | N | N
Polo | Weber Kraftwerkstechnik GmbH Berlin | TPPL | tuberia de extraccion Unit 23 | Cooling air piping Unit 23 | tubería de extracción E3 DGRL Kat.3 DN250 DPPPG-70006229_Rev.A en acero/en Acero inoxidable | COOLING AIR PIPING - E3 acc. PED DN250 DPPPG-70006229_Rev.A in 16Mo3/1.4571 | 3542 | 23MB 303 | GT Piping | 1 | PCE | Germany | [5 empty] | 73738 | 2318 | S-2318-0002-A-23-3542-00244244-N | 3900 | 2633.32 | 118.31 | 641 | 240 | 131 | SIK980000074304 | 23006558 |  | N | N
Polo | Weber Kraftwerkstechnik GmbH Berlin | TPPL | tuberia de extraccion Unit 23 | Cooling air piping Unit 23 | Tuerca hexagonal M24 en acero | Hex.Nut M24 in 25CrMo4 Geomet10µm | 3542 | 23MB 303 | GT Piping | 12 | PCE | Germany | [5 empty] | 10892 | 2318 | S-2318-0002-A-23-3542-00244244-N | 3900 | 2633.32 | 1.68 | 641 | 240 | 131 | SIK980000074304 | 23006559 |  | N | N
Polo | Weber Kraftwerkstechnik GmbH Berlin | TPPL | tuberia de extraccion Unit 23 | Cooling air piping Unit 23 | Tuerca hexagonal M27 en acero | Hex.Nut M27 in 25CrMo4_Geom.10µm | 3542 | 23MB 303 | GT Piping | 108 | PCE | Germany | [5 empty] | 25018 | 2318 | S-2318-0002-A-23-3542-00244244-N | 3900 | 2633.32 | 6.48 | 641 | 240 | 131 | SIK980000074304 | 23006560 |  | N | N
Polo | Weber Kraftwerkstechnik GmbH Berlin | TPPL | tubería de descarga de válvula de seguridad Unit 23 | Blow off lines Unit 23 | tuerca hexagonal M24 en acero | Hex.Nut M24 in 25CrMo4 Geomet10µm | 3542 | 23MB 303 | GT Piping | 48 | PCE | Germany | [5 empty] | 10892 | 2318 | S-2318-0003-A-23-3542-00244244-N | 5200 | 3701.31 | 6.72 | 690 | 240 | 161 | SIK980000074304 | 23006492 |  | N | N
Polo | Weber Kraftwerkstechnik GmbH Berlin | TPPL | tubería de descarga de válvula de seguridad Unit 23 | Blow off lines Unit 23 | tornillo hexagonal M30x80 en acero | Hex.Bolt M30x80 in 21CrMoV57 Geom10µm | 3542 | 23MB 303 | GT Piping | 32 | PCE | Germany | [5 empty] | 53050 | 2318 | S-2318-0003-A-23-3542-00244244-N | 5200 | 3701.31 | 20.48 | 690 | 240 | 161 | SIK980000074304 | 23006501 |  | N | N
Polo | Weber Kraftwerkstechnik GmbH Berlin | TPPL | tubería de descarga de válvula de seguridad Unit 23 | Blow off lines Unit 23 | tornillo hexagonal M24x200 en acero | Hex.Bolt M24x200 in 21CrMoV57-Geom10µm | 3542 | 23MB 303 | GT Piping | 48 | PCE | Germany | [5 empty] | 68300 | 2318 | S-2318-0003-A-23-3542-00244244-N | 5200 | 3701.31 | 36.96 | 690 | 240 | 161 | SIK980000074304 | 23006502 |  | N | N
Polo | Weber Kraftwerkstechnik GmbH Berlin | TPPL | tubería de descarga de válvula de seguridad Unit 23 | Blow off lines Unit 23 | tornillo hexagonal M24x80 en acero | Hex.Bolt M24x80 in 21CrMoV57-Geom10µm | 3542 | 23MB 303 | GT Piping | 16 | PCE | Germany | [5 empty] | 73715 | 2318 | S-2318-0003-A-23-3542-00244244-N | 5200 | 3701.31 | 5.6 | 690 | 240 | 161 | SIK980000074304 | 23006503 |  | N | N
Polo | Weber Kraftwerkstechnik GmbH Berlin | TPPL | tubería de descarga de válvula de seguridad Unit 23 | Blow off lines Unit 23 | tornillo hexagonal M27x120 en acero | Hex.Bolt M27x120 in 21CrMoV57_Geom.10µm | 3542 | 23MB 303 | GT Piping | 60 | PCE | Germany | [5 empty] | 10660 | 2318 | S-2318-0003-A-23-3542-00244244-N | 5200 | 3701.31 | 48.6 | 690 | 240 | 161 | SIK980000074304 | 23006504 |  | N | N
Polo | Weber Kraftwerkstechnik GmbH Berlin | TPPL | tubería de descarga de válvula de seguridad Unit 23 | Blow off lines Unit 23 | tornillo hexagonal M27x220 en acero | Hex.Bolt M27x220 in 21CrMoV57 Geom.10µm | 3542 | 23MB 303 | GT Piping | 12 | PCE | Germany | [5 empty] | 67564 | 2318 | S-2318-0003-A-23-3542-00244244-N | 5200 | 3701.31 | 12.96 | 690 | 240 | 161 | SIK980000074304 | 23006505 |  | N | N
Polo | Weber Kraftwerkstechnik GmbH Berlin | TPPL | tubería de descarga de válvula de seguridad Unit 23 | Blow off lines Unit 23 | tornillo hexagonal M16x60 en acero | Hex.Bolt M16x60 in 21CrMoV57 Geom8µm | 3542 | 23MB 303 | GT Piping | 4 | PCE | Germany | [5 empty] | 11019 | 2318 | S-2318-0003-A-23-3542-00244244-N | 5200 | 3701.31 | 0.48 | 690 | 240 | 161 | SIK980000074304 | 23006506 |  | N | N
Polo | Weber Kraftwerkstechnik GmbH Berlin | TPPL | tubería de descarga de válvula de seguridad Unit 23 | Blow off lines Unit 23 | tornillo hexagonal M12x30 en Acero inoxidable | countersunk-head screw M12x30 in A2-50 | 3542 | 23MB 303 | GT Piping | 8 | PCE | Germany | [5 empty] | 10669 | 2318 | S-2318-0003-A-23-3542-00244244-N | 5200 | 3701.31 | 0.48 | 690 | 240 | 161 | SIK980000074304 | 23006548 |  | N | N
Polo | Weber Kraftwerkstechnik GmbH Berlin | TPPL | tubería de descarga de válvula de seguridad Unit 23 | Blow off lines Unit 23 | tornillo hexagonal M12x60 en acero | Hex.Bolt M12x60 auch als PG0041655500 in 21CrMoV57 Geom8µm | 3542 | 23MB 303 | GT Piping | 6 | PCE | Germany | [5 empty] | 28812 | 2318 | S-2318-0003-A-23-3542-00244244-N | 5200 | 3701.31 | 0.36 | 690 | 240 | 161 | SIK980000074304 | 23006541 |  | N | N
Polo | Weber Kraftwerkstechnik GmbH Berlin | TPPL | tubería de descarga de válvula de seguridad Unit 23 | Blow off lines Unit 23 | tornillo hexagonal M16x45 en acero | Hex.Bolt M16x45 in 21CrMoV57 Geom.10µm | 3542 | 23MB 303 | GT Piping | 12 | PCE | Germany | [5 empty] | 67563 | 2318 | S-2318-0003-A-23-3542-00244244-N | 5200 | 3701.31 | 1.2 | 690 | 240 | 161 | SIK980000074304 | 23006542 |  | N | N
Polo | Weber Kraftwerkstechnik GmbH Berlin | TPPL | tubería de descarga de válvula de seguridad Unit 23 | Blow off lines Unit 23 | tornillo hexagonal M16x100 en acero | Hex.Bolt M16x100 in 8.8-A3C | 3542 | 23MB 303 | GT Piping | 8 | PCE | Germany | [5 empty] | 10721 | 2318 | S-2318-0003-A-23-3542-00244244-N | 5200 | 3701.31 | 1.36 | 690 | 240 | 161 | SIK980000074304 | 23006543 |  | N | N
Polo | Weber Kraftwerkstechnik GmbH Berlin | TPPL | tubería de descarga de válvula de seguridad Unit 23 | Blow off lines Unit 23 | tuerca hexagonal M27 en acero | Hex.Nut M27 in 25CrMo4_Geom.10µm | 3542 | 23MB 303 | GT Piping | 72 | PCE | Germany | [5 empty] | 25018 | 2318 | S-2318-0003-A-23-3542-00244244-N | 5200 | 3701.31 | 4.32 | 690 | 240 | 161 | SIK980000074304 | 23006493 |  | N | N
Polo | Weber Kraftwerkstechnik GmbH Berlin | TPPL | tubería de descarga de válvula de seguridad Unit 23 | Blow off lines Unit 23 | metálico junta tórica Profil A10, 380x4 54KF02-MBH2X-901-A01,b en acero | Metallic Seal Ring Profil A10, 380x4 54KF02-MBH2X-901-A01,b in 16Mo3 | 3542 | 23MB 303 | GT Piping | 7 | PCE | Germany | [5 empty] | 32675 | 2318 | S-2318-0003-A-23-3542-00244244-N | 5200 | 3701.31 | 0.42 | 690 | 240 | 161 | SIK980000074304 | 23006551 |  | N | N
Polo | Weber Kraftwerkstechnik GmbH Berlin | TPPL | tubería de descarga de válvula de seguridad Unit 23 | Blow off lines Unit 23 | Ronda de alambre de sellado Profil A10x426x8 54KF02-MBH2X-901-A01,b en acero | Metallic Seal Ring Profil A10x426x8 54KF02-MBH2X-901-A01,b in S235JR | 3542 | 23MB 303 | GT Piping | 2 | PCE | Germany | [5 empty] | 11191 | 2318 | S-2318-0003-A-23-3542-00244244-N | 5200 | 3701.31 | 1.18 | 690 | 240 | 161 | SIK980000074304 | 23006550 |  | N | N
Polo | Weber Kraftwerkstechnik GmbH Berlin | TPPL | tubería de descarga de válvula de seguridad Unit 23 | Blow off lines Unit 23 | Ronda de alambre de sellado Profil A10x450x8 54KF02-MBH2X-901-A01,b en acero | Metallic Seal Ring Profil A10x450x8 54KF02-MBH2X-901-A01,b in 16Mo3 | 3542 | 23MB 303 | GT Piping | 3 | PCE | Germany | [5 empty] | 32677 | 2318 | S-2318-0003-A-23-3542-00244244-N | 5200 | 3701.31 | 0.15 | 690 | 240 | 161 | SIK980000074304 | 23006507 |  | N | N
Polo | Weber Kraftwerkstechnik GmbH Berlin | TPPL | tubería de descarga de válvula de seguridad Unit 23 | Blow off lines Unit 23 | sello D33x39 en acero | Gasket D33x39 in 16Mo3 (1.5415) | 3542 | 23MB 303 | GT Piping | 3 | PCE | Germany | [5 empty] | 10590 | 2318 | S-2318-0003-A-23-3542-00244244-N | 5200 | 3701.31 | 0.03 | 690 | 240 | 161 | SIK980000074304 | 23006508 |  | N | N
Polo | Weber Kraftwerkstechnik GmbH Berlin | TPPL | tubería de descarga de válvula de seguridad Unit 23 | Blow off lines Unit 23 | tornillo hexagonal M16x55 en acero | Hex.Bolt M16x55 auch als PG0034132600 in 21CrMoV57 Geom8µm | 3542 | 23MB 303 | GT Piping | 4 | PCE | Germany | [5 empty] | 28239 | 2318 | S-2318-0003-A-23-3542-00244244-N | 5200 | 3701.31 | 0.48 | 690 | 240 | 161 | SIK980000074304 | 23006544 |  | N | N
Polo | Weber Kraftwerkstechnik GmbH Berlin | TPPL | tubería de descarga de válvula de seguridad Unit 23 | Blow off lines Unit 23 | tornillo hexagonal M12x80 en acero | Hex.Bolt M12x80 in 21CrMoV57 Geom8µm | 3542 | 23MB 303 | GT Piping | 6 | PCE | Germany | [5 empty] | 11079 | 2318 | S-2318-0003-A-23-3542-00244244-N | 5200 | 3701.31 | 0.42 | 690 | 240 | 161 | SIK980000074304 | 23006545 |  | N | N
Polo | Weber Kraftwerkstechnik GmbH Berlin | TPPL | tubería de descarga de válvula de seguridad Unit 23 | Blow off lines Unit 23 | tornillo hexagonal M16x80 en acero | Hex.Bolt M16x80 in 21CrMoV57 Geom8µm | 3542 | 23MB 303 | GT Piping | 4 | PCE | Germany | [5 empty] | 10886 | 2318 | S-2318-0003-A-23-3542-00244244-N | 5200 | 3701.31 | 0.64 | 690 | 240 | 161 | SIK980000074304 | 23006546 |  | N | N
Polo | Weber Kraftwerkstechnik GmbH Berlin | TPPL | tubería de descarga de válvula de seguridad Unit 23 | Blow off lines Unit 23 | tornillo hexagonal M24x70 en acero | Hex.Bolt M24x70 in 21CrMoV57 Geomet | 3542 | 23MB 303 | GT Piping | 12 | PCE | Germany | [5 empty] | 73721 | 2318 | S-2318-0003-A-23-3542-00244244-N | 5200 | 3701.31 | 1.2 | 690 | 240 | 161 | SIK980000074304 | 23006547 |  | N | N
Polo | Weber Kraftwerkstechnik GmbH Berlin | TPPL | tubería de descarga de válvula de seguridad Unit 23 | Blow off lines Unit 23 | metálico junta tórica Profil A10, 301x4 en acero | Metallic Seal Ring Profil A10, 301x4 in 16Mo3 | 3542 | 23MB 303 | GT Piping | 4 | PCE | Germany | [5 empty] | 74130 | 2318 | S-2318-0003-A-23-3542-00244244-N | 5200 | 3701.31 | 0.36 | 690 | 240 | 161 | SIK980000074304 | 23006509 |  | N | N
Polo | Weber Kraftwerkstechnik GmbH Berlin | TPPL | tubería de descarga de válvula de seguridad Unit 23 | Blow off lines Unit 23 | soporte de muelle con Polytetrafluorethylen placa deslizante SLV3590017Pos.25 | Spring Support with PTFE Slide Plate SLV3590017Pos.25 in | 3542 | 23MB 303 | GT Piping | 1 | PCE | Germany | [5 empty] | 11199 | 2318 | S-2318-0003-A-23-3542-00244244-N | 5200 | 3701.31 | 16 | 690 | 240 | 161 | SIK980000074304 | 23006510 |  | N | N
Polo | Weber Kraftwerkstechnik GmbH Berlin | TPPL | tubería de descarga de válvula de seguridad Unit 23 | Blow off lines Unit 23 | tuerca hexagonal M16 en acero | Hex.Nut M16 in 25CrMo4 Geom8µm | 3542 | 23MB 303 | GT Piping | 12 | PCE | Germany | [5 empty] | 10894 | 2318 | S-2318-0003-A-23-3542-00244244-N | 5200 | 3701.31 | 0.48 | 690 | 240 | 161 | SIK980000074304 | 23006494 |  | N | N
Polo | Weber Kraftwerkstechnik GmbH Berlin | TPPL | tubería de descarga de válvula de seguridad Unit 23 | Blow off lines Unit 23 | soporte de muelle con Polytetrafluorethylen placa deslizante SLV3590017Pos.24 | Spring Support with PTFE Slide Plate SLV3590017Pos.24 in | 3542 | 23MB 303 | GT Piping | 1 | PCE | Germany | [5 empty] | 11198 | 2318 | S-2318-0003-A-23-3542-00244244-N | 5200 | 3701.31 | 16 | 690 | 240 | 161 | SIK980000074304 | 23006511 |  | N | N
Polo | Weber Kraftwerkstechnik GmbH Berlin | TPPL | tubería de descarga de válvula de seguridad Unit 23 | Blow off lines Unit 23 | apoyo soldada ca.500x285x510, color E DPPPG-70047048_Rev.B en acero | Bearing ca.500x285x510,Farbe E DPPPG-70047048_Rev.B in 16Mo3 | 3542 | 23MB 303 | GT Piping | 1 | PCE | Germany | [5 empty] | 76428 | 2318 | S-2318-0003-A-23-3542-00244244-N | 5200 | 3701.31 | 46.23 | 690 | 240 | 161 | SIK980000074304 | 23006512 |  | N | N
Polo | Weber Kraftwerkstechnik GmbH Berlin | TPPL | tubería de descarga de válvula de seguridad Unit 23 | Blow off lines Unit 23 | Rector de bloques de material plano 60x40x230, color E 33-9070-02010/051,b en acero | Guiding 60x40x230, color E 33-9070-02010/051,b in 16Mo3 | 3542 | 23MB 303 | GT Piping | 2 | PCE | Germany | [5 empty] | 16507 | 2318 | S-2318-0003-A-23-3542-00244244-N | 5200 | 3701.31 | 9.2 | 690 | 240 | 161 | SIK980000074304 | 23006513 |  | N | N
Polo | Weber Kraftwerkstechnik GmbH Berlin | TPPL | tubería de descarga de válvula de seguridad Unit 23 | Blow off lines Unit 23 | apoyo soldada 860x190x190, color E 33-9070-02010/052,c en acero | Bearing 860x190x190, E 33-9070-02010/052,c in 16Mo3 | 3542 | 23MB 303 | GT Piping | 1 | PCE | Germany | [5 empty] | 16508 | 2318 | S-2318-0003-A-23-3542-00244244-N | 5200 | 3701.31 | 35.39 | 690 | 240 | 161 | SIK980000074304 | 23006514 |  | N | N
Polo | Weber Kraftwerkstechnik GmbH Berlin | TPPL | tubería de descarga de válvula de seguridad Unit 23 | Blow off lines Unit 23 | placa deslizante con agujeros 10x225x410 33-9000-02010/053,b en Polytetrafluorethylen | Sliding Plate 10x225x410 33-9000-02010/053,b in PTFE | 3542 | 23MB 303 | GT Piping | 1 | PCE | Germany | [5 empty] | 13804 | 2318 | S-2318-0003-A-23-3542-00244244-N | 5200 | 3701.31 | 3 | 690 | 240 | 161 | SIK980000074304 | 23006515 |  | N | N
Polo | Weber Kraftwerkstechnik GmbH Berlin | TPPL | tubería de descarga de válvula de seguridad Unit 23 | Blow off lines Unit 23 | apoyo soldada 1030x320x190, color E 33-9070-02010/054,d en acero | Bearing 1030x320x190, color E 33-9070-02010/054,d in 16Mo3 | 3542 | 23MB 303 | GT Piping | 1 | PCE | Germany | [5 empty] | 16509 | 2318 | S-2318-0003-A-23-3542-00244244-N | 5200 | 3701.31 | 47.88 | 690 | 240 | 161 | SIK980000074304 | 23006516 |  | N | N
Polo | Weber Kraftwerkstechnik GmbH Berlin | TPPL | tubería de descarga de válvula de seguridad Unit 23 | Blow off lines Unit 23 | apoyo soldada 900x500x320, color E 54KF04-MBA1J-055-A01,b en acero | Support 900x500x320, E 54KF04-MBA1J-055-A01,b in 16Mo3 | 3542 | 23MB 303 | GT Piping | 1 | PCE | Germany | [5 empty] | 66967 | 2318 | S-2318-0003-A-23-3542-00244244-N | 5200 | 3701.31 | 73.38 | 690 | 240 | 161 | SIK980000074304 | 23006517 |  | N | N
Polo | Weber Kraftwerkstechnik GmbH Berlin | TPPL | tubería de descarga de válvula de seguridad Unit 23 | Blow off lines Unit 23 | El bloque de guía incluyendo perforación Ø13mm-PB0000162421 50x80x230, color E 33-9070-02010/056,b en acero | Guiding 50x80x230, color E 33-9070-02010/056,b in 16Mo3 | 3542 | 23MB 303 | GT Piping | 2 | PCE | Germany | [5 empty] | 16511 | 2318 | S-2318-0003-A-23-3542-00244244-N | 5200 | 3701.31 | 9.6 | 690 | 240 | 161 | SIK980000074304 | 23006518 |  | N | N
Polo | Weber Kraftwerkstechnik GmbH Berlin | TPPL | tubería de descarga de válvula de seguridad Unit 23 | Blow off lines Unit 23 | placa deslizante con agujeros 10x235x510 33-9070-02010/057,b en Polytetrafluorethylen | Sliding Plate 10x235x510 33-9070-02010/057,b in PTFE | 3542 | 23MB 303 | GT Piping | 1 | PCE | Germany | [5 empty] | 11264 | 2318 | S-2318-0003-A-23-3542-00244244-N | 5200 | 3701.31 | 1.2 | 690 | 240 | 161 | SIK980000074304 | 23006519 |  | N | N
Polo | Weber Kraftwerkstechnik GmbH Berlin | TPPL | tubería de descarga de válvula de seguridad Unit 23 | Blow off lines Unit 23 | interceptación dolar de perfil 325x320x190, color E 33-9070-02010/058,b en acero | Support 325x320x190, color E 33-9070-02010/058,b in 16Mo3/S235JRG2 | 3542 | 23MB 303 | GT Piping | 1 | PCE | Germany | [5 empty] | 16512 | 2318 | S-2318-0003-A-23-3542-00244244-N | 5200 | 3701.31 | 11.26 | 690 | 240 | 161 | SIK980000074304 | 23006520 |  | N | N
Polo | Weber Kraftwerkstechnik GmbH Berlin | TPPL | tubería de descarga de válvula de seguridad Unit 23 | Blow off lines Unit 23 | espiga 50556 en acero | screw anchor 50556 in StZn | 3542 | 23MB 303 | GT Piping | 8 | PCE | Germany | [5 empty] | 10584 | 2318 | S-2318-0003-A-23-3542-00244244-N | 5200 | 3701.31 | 1.2 | 690 | 240 | 161 | SIK980000074304 | 23006495 |  | N | N
Polo | Weber Kraftwerkstechnik GmbH Berlin | TPPL | tubería de descarga de válvula de seguridad Unit 23 | Blow off lines Unit 23 | Cuña con agujero 10x60x190, color E 33-9070-02010/059,b en acero | Spacer 10x60x190, color E 33-9070-02010/059,b in 16Mo3 | 3542 | 23MB 303 | GT Piping | 6 | PCE | Germany | [5 empty] | 16513 | 2318 | S-2318-0003-A-23-3542-00244244-N | 5200 | 3701.31 | 6 | 690 | 240 | 161 | SIK980000074304 | 23006521 |  | N | N
Polo | Weber Kraftwerkstechnik GmbH Berlin | TPPL | tubería de descarga de válvula de seguridad Unit 23 | Blow off lines Unit 23 | soporte de la tubería | Pipe Clamp-SLV3590013Pos.24 | 3542 | 23MB 303 | GT Piping | 1 | PCE | Germany | [5 empty] | 13792 | 2318 | S-2318-0003-A-23-3542-00244244-N | 5200 | 3701.31 | 28 | 690 | 240 | 161 | SIK980000074304 | 23006522 |  | N | N
Polo | Weber Kraftwerkstechnik GmbH Berlin | TPPL | tubería de descarga de válvula de seguridad Unit 23 | Blow off lines Unit 23 | zadera DN350, color E 33-0207-02400/082,b en acero/en Acero inoxidable | clamp DN350, color E 33-0207-02400/082,b in S235JR/1.4301 | 3542 | 23MB 303 | GT Piping | 2 | PCE | Germany | [5 empty] | 11135 | 2318 | S-2318-0003-A-23-3542-00244244-N | 5200 | 3701.31 | 36.64 | 690 | 240 | 161 | SIK980000074304 | 23006523 |  | N | N
Polo | Weber Kraftwerkstechnik GmbH Berlin | TPPL | tubería de descarga de válvula de seguridad Unit 23 | Blow off lines Unit 23 | abrazadera DN350 Lisega Typ 433619 | Pipe clamp-SLV3590013Pos.20 DN350 Lisega Typ 433619 in | 3542 | 23MB 303 | GT Piping | 2 | PCE | Germany | [5 empty] | 11252 | 2318 | S-2318-0003-A-23-3542-00244244-N | 5200 | 3701.31 | 24.6 | 690 | 240 | 161 | SIK980000074304 | 23006524 |  | N | N
Polo | Weber Kraftwerkstechnik GmbH Berlin | TPPL | tubería de descarga de válvula de seguridad Unit 23 | Blow off lines Unit 23 | abrazadera DN250 Lisega Typ 432719 | Pipe clamp-SLV3590013Pos.10 DN250 Lisega Typ 432719 in | 3542 | 23MB 303 | GT Piping | 2 | PCE | Germany | [5 empty] | 11251 | 2318 | S-2318-0003-A-23-3542-00244244-N | 5200 | 3701.31 | 24.6 | 690 | 240 | 161 | SIK980000074304 | 23006525 |  | N | N
Polo | Weber Kraftwerkstechnik GmbH Berlin | TPPL | tubería de descarga de válvula de seguridad Unit 23 | Blow off lines Unit 23 | soporte de la tubería DN350 Lisega Typ 493613 | Pipe Clamp DN350 Lisega Typ 493613 in | 3542 | 23MB 303 | GT Piping | 1 | PCE | Germany | [5 empty] | 11258 | 2318 | S-2318-0003-A-23-3542-00244244-N | 5200 | 3701.31 | 26 | 690 | 240 | 161 | SIK980000074304 | 23006526 |  | N | N
Polo | Weber Kraftwerkstechnik GmbH Berlin | TPPL | tubería de descarga de válvula de seguridad Unit 23 | Blow off lines Unit 23 | Cuña con agujero 5x160x250, color E 54KF04-MBA1J-801-A01,a en acero | Plate 5x160x250, color E 54KF04-MBA1J-801-A01,a in 16Mo3 | 3542 | 23MB 303 | GT Piping | 3 | PCE | Germany | [5 empty] | 66964 | 2318 | S-2318-0003-A-23-3542-00244244-N | 5200 | 3701.31 | 4.5 | 690 | 240 | 161 | SIK980000074304 | 23006527 |  | N | N
Polo | Weber Kraftwerkstechnik GmbH Berlin | TPPL | tubería de descarga de válvula de seguridad Unit 23 | Blow off lines Unit 23 | Cuña con agujero 2x160x250, color E 54KF04-MBA1J-801-A01,a en acero | Plate 2x160x250, color E 54KF04-MBA1J-801-A01,a in 16Mo3 | 3542 | 23MB 303 | GT Piping | 2 | PCE | Germany | [5 empty] | 66965 | 2318 | S-2318-0003-A-23-3542-00244244-N | 5200 | 3701.31 | 1.2 | 690 | 240 | 161 | SIK980000074304 | 23006528 |  | N | N
Polo | Weber Kraftwerkstechnik GmbH Berlin | TPPL | tubería de descarga de válvula de seguridad Unit 23 | Blow off lines Unit 23 | Cuña con agujero 1x160x250, color E 54KF04-MBA1J-801-A01,a en acero | Plate 1x160x250, color E 54KF04-MBA1J-801-A01,a in 16Mo3 | 3542 | 23MB 303 | GT Piping | 1 | PCE | Germany | [5 empty] | 66966 | 2318 | S-2318-0003-A-23-3542-00244244-N | 5200 | 3701.31 | 0.3 | 690 | 240 | 161 | SIK980000074304 | 23006529 |  | N | N
Polo | Weber Kraftwerkstechnik GmbH Berlin | TPPL | tubería de descarga de válvula de seguridad Unit 23 | Blow off lines Unit 23 | tornillo de bloqueo G1A en acero (1.1181) | Screw Plug G1A in C35E (1.1181) | 3542 | 23MB 303 | GT Piping | 3 | PCE | Germany | [5 empty] | 10315 | 2318 | S-2318-0003-A-23-3542-00244244-N | 5200 | 3701.31 | 0.45 | 690 | 240 | 161 | SIK980000074304 | 23006549 |  | N | N
Polo | Weber Kraftwerkstechnik GmbH Berlin | TPPL | tubería de descarga de válvula de seguridad Unit 23 | Blow off lines Unit 23 | par de discos A31,4x47,0x6,6 en Acero inoxidable | Pairs Locking Washers A31,4x47,0x6,6 in 1.4404 kolsterised | 3542 | 23MB 303 | GT Piping | 32 | PCE | Germany | [5 empty] | 20719 | 2318 | S-2318-0003-A-23-3542-00244244-N | 5200 | 3701.31 | 1.28 | 690 | 240 | 161 | SIK980000074304 | 23006496 |  | N | N
Polo | Weber Kraftwerkstechnik GmbH Berlin | TPPL | tubería de descarga de válvula de seguridad Unit 23 | Blow off lines Unit 23 | tubería de descarga de válvula de seguridad A1 n. PED Categoría 1 DN350 t 23-9070-02010/101,d en acero | Blow Off Line A1 acc.PED DN350 23-9070-02010/101,d in 16Mo3/St35.8/III | 3542 | 23MB 303 | GT Piping | 1 | PCE | Germany | [5 empty] | 32678 | 2318 | S-2318-0003-A-23-3542-00244244-N | 5200 | 3701.31 | 190.28 | 690 | 240 | 161 | SIK980000074304 | 23006530 |  | N | N
Polo | Weber Kraftwerkstechnik GmbH Berlin | TPPL | tubería de descarga de válvula de seguridad Unit 23 | Blow off lines Unit 23 | tubería de descarga de válvula de seguridad A1 n. PED Categoría 1 DN400/350 23-9073-02010/102,d en acero | Blow Off Line A1 acc.PED DN400/350 23-9073-02010/102,d in St35.8/III/16Mo3 | 3542 | 23MB 303 | GT Piping | 1 | PCE | Germany | [5 empty] | 36474 | 2318 | S-2318-0003-A-23-3542-00244244-N | 5200 | 3701.31 | 512.86 | 690 | 240 | 161 | SIK980000074304 | 23006531 |  | N | N
Polo | Weber Kraftwerkstechnik GmbH Berlin | TPPL | tubería de descarga de válvula de seguridad Unit 23 | Blow off lines Unit 23 | tubería de descarga de válvula de seguridad A1 n. PED Categoría 1 DN350 23-9070-02010/111,d en acero | Blow Off Line A1 acc.PED DN350 23-9070-02010/111,d in 16Mo3/St35.8/III | 3542 | 23MB 303 | GT Piping | 1 | PCE | Germany | [5 empty] | 32680 | 2318 | S-2318-0003-A-23-3542-00244244-N | 5200 | 3701.31 | 214.43 | 690 | 240 | 161 | SIK980000074304 | 23006532 |  | N | N
Polo | Weber Kraftwerkstechnik GmbH Berlin | TPPL | tubería de descarga de válvula de seguridad Unit 23 | Blow off lines Unit 23 | tubería de descarga de válvula de seguridad A1 n. PED Categoría 1 DN400/350 23-9073-02010/112,d en acero | Blow Off Line A1 acc.PED DN400/350 23-9073-02010/112,d in 16Mo3/St35.8/III | 3542 | 23MB 303 | GT Piping | 1 | PCE | Germany | [5 empty] | 36478 | 2318 | S-2318-0003-A-23-3542-00244244-N | 5200 | 3701.31 | 517.69 | 690 | 240 | 161 | SIK980000074304 | 23006533 |  | N | N
Polo | Weber Kraftwerkstechnik GmbH Berlin | TPPL | tubería de descarga de válvula de seguridad Unit 23 | Blow off lines Unit 23 | tubería de descarga de válvula de seguridad A1.3 n. PED Categoría 1 DN250 DPPPG-70047047_Rev.A en acero | Blow Off Line A1.3 acc.PED DN250 DPPPG-70047047_Rev.A in St35.8/III (P235GH) | 3542 | 23MB 303 | GT Piping | 1 | PCE | Germany | [5 empty] | 76433 | 2318 | S-2318-0003-A-23-3542-00244244-N | 5200 | 3701.31 | 261.16 | 690 | 240 | 161 | SIK980000074304 | 23006534 |  | N | N
Polo | Weber Kraftwerkstechnik GmbH Berlin | TPPL | tubería de descarga de válvula de seguridad Unit 23 | Blow off lines Unit 23 | Compensador_A1.3 DN250, PN25 DPSLV00000221/570269_Pos.8_Rev.B en acero | Compensator A1.3 DN250, PN25 DPSLV00000221/570269_Pos.8_Rev.B in 16Mo3/P235GH | 3542 | 23MB 303 | GT Piping | 1 | PCE | Germany | [5 empty] | 76429 | 2318 | S-2318-0003-A-23-3542-00244244-N | 5200 | 3701.31 | 351.86 | 690 | 240 | 161 | SIK980000074304 | 23006535 |  | N | N
Polo | Weber Kraftwerkstechnik GmbH Berlin | TPPL | tubería de descarga de válvula de seguridad Unit 23 | Blow off lines Unit 23 | tubería de descarga de válvula de seguridad A2 DN350 DPPPG-70006648_Rev.A en acero | Blow Off Line A2 acc.PED DN350 DPPPG-70006648_Rev.A in 16Mo3/St35.8/III | 3542 | 23MB 303 | GT Piping | 1 | PCE | Germany | [5 empty] | 73717 | 2318 | S-2318-0003-A-23-3542-00244244-N | 5200 | 3701.31 | 216.6 | 690 | 240 | 161 | SIK980000074304 | 23006536 |  | N | N
Polo | Weber Kraftwerkstechnik GmbH Berlin | TPPL | tubería de descarga de válvula de seguridad Unit 23 | Blow off lines Unit 23 | Compensador, _A2 DN350, PN16 DPSLV00000221/570269_Pos.1_Rev.C en acero/en Acero inoxidable | Compensator A2 DN350, PN16 DPSLV00000221/570269_Pos.1_Rev.C in St35.8/III/1.4541 | 3542 | 23MB 303 | GT Piping | 1 | PCE | Germany | [5 empty] | 73716 | 2318 | S-2318-0003-A-23-3542-00244244-N | 5200 | 3701.31 | 737.26 | 690 | 240 | 161 | SIK980000074304 | 23006537 |  | N | N
Polo | Weber Kraftwerkstechnik GmbH Berlin | TPPL | tubería de descarga de válvula de seguridad Unit 23 | Blow off lines Unit 23 | Soldadura cuello con ranura (por met. A10 junta tórica, 380x4) 11/B1/DN350/PN16/8,0 43-9000-10663/011,c (Ø=380) en acero (1.5415) | Welding Neck Flange with groove 11/B1/DN350/PN16/8,0 43-9000-10663/011,c (Ø=380) in 16Mo3 (1.5415) | 3542 | 23MB 303 | GT Piping | 3 | PCE | Germany | [5 empty] | 59383 | 2318 | S-2318-0003-A-23-3542-00244244-N | 5200 | 3701.31 | 98.4 | 690 | 240 | 161 | SIK980000074304 | 23006538 |  | N | N
Polo | Weber Kraftwerkstechnik GmbH Berlin | TPPL | tubería de descarga de válvula de seguridad Unit 23 | Blow off lines Unit 23 | Del tipo de pestaña 11-B1 / DN250 / PN25 / 7.1 con la ranura für met. O-anillos A10, 301x4 (NC) 43-9000-42140/001,d (Ø=301) en acero (1.5415) | Flange-Typ 11-B1/DN250/PN25/7,1 with groove für met. O-Ring A10, 301x4 (NC) 43-9000-42140/001,d (Ø=301) in 16Mo3 (1.5415) | 3542 | 23MB 303 | GT Piping | 1 | PCE | Germany | [5 empty] | 36471 | 2318 | S-2318-0003-A-23-3542-00244244-N | 5200 | 3701.31 | 24.4 | 690 | 240 | 161 | SIK980000074304 | 23006539 |  | N | N
Polo | Weber Kraftwerkstechnik GmbH Berlin | TPPL | tubería de descarga de válvula de seguridad Unit 23 | Blow off lines Unit 23 | par de discos A25,3x39,0x3,4 en Acero inoxidable | Pairs Locking Washers A25,3x39,0x3,4 in 1.4404 kolsterised | 3542 | 23MB 303 | GT Piping | 124 | PCE | Germany | [5 empty] | 20720 | 2318 | S-2318-0003-A-23-3542-00244244-N | 5200 | 3701.31 | 2.48 | 690 | 240 | 161 | SIK980000074304 | 23006497 |  | N | N
Polo | Weber Kraftwerkstechnik GmbH Berlin | TPPL | tubería de descarga de válvula de seguridad Unit 23 | Blow off lines Unit 23 | Escudo portadora T1 con soporte plana in Alumino | Label Support in ALMG1F15 | 3542 | 23MB 303 | GT Piping | 4 | PCE | Germany | [5 empty] | 15969 | 2318 | S-2318-0003-A-23-3542-00244244-N | 5200 | 3701.31 | 0.04 | 690 | 240 | 161 | SIK980000074304 | 23006540 |  | N | N
Polo | Weber Kraftwerkstechnik GmbH Berlin | TPPL | tubería de descarga de válvula de seguridad Unit 23 | Blow off lines Unit 23 | par de discos A28,4x42,0x6,6 en Acero inoxidable | Pairs Locking Washers A28,4x42,0x6,6 in 1.4404 kolsterised | 3542 | 23MB 303 | GT Piping | 144 | PCE | Germany | [5 empty] | 10643 | 2318 | S-2318-0003-A-23-3542-00244244-N | 5200 | 3701.31 | 4.32 | 690 | 240 | 161 | SIK980000074304 | 23006498 |  | N | N
Polo | Weber Kraftwerkstechnik GmbH Berlin | TPPL | tubería de descarga de válvula de seguridad Unit 23 | Blow off lines Unit 23 | par de discos A17,0x25,4x3,4 en Acero inoxidable | Pair of Locking Washers A17,0x25,4x3,4 in 1.4404 kolsterised | 3542 | 23MB 303 | GT Piping | 50 | PCE | Germany | [5 empty] | 10375 | 2318 | S-2318-0003-A-23-3542-00244244-N | 5200 | 3701.31 | 0.5 | 690 | 240 | 161 | SIK980000074304 | 23006499 |  | N | N
Polo | Weber Kraftwerkstechnik GmbH Berlin | TPPL | tubería de descarga de válvula de seguridad Unit 23 | Blow off lines Unit 23 | par de discos A13,0x19,5x2,5 en Acero inoxidable | Pair of Locking Washers A13,0x19,5x2,5 in 1.4404 kolsterised | 3542 | 23MB 303 | GT Piping | 12 | PCE | Germany | [5 empty] | 15549 | 2318 | S-2318-0003-A-23-3542-00244244-N | 5200 | 3701.31 | 0.24 | 690 | 240 | 161 | SIK980000074304 | 23006500 |  | N | N
Polo | Weber Kraftwerkstechnik GmbH Berlin | TPPL | Linea del anillo Unit 23 | Annular Piping , Fuel oil Unit 23 | Junta tórica A27x32x2,0 54KF02-MBN2D-701-A01,b en Acero inoxidable | Seal Ring, Type: D (max.140HV5) A27x32x2,0 54KF02-MBN2D-701-A01,b in X2CrNiMo17132 | 3542 | 23MB 303 | GT Piping | 48 | PCE | Germany | [5 empty] | 56253 | 2318 | S-2318-0004-A-23-3542-00244244-N | 2500 | 1311.8 | 0.48 | 550 | 240 | 201 | SIK980000074304 | 23006451 |  | N | N
Polo | Weber Kraftwerkstechnik GmbH Berlin | TPPL | Linea del anillo Unit 23 | Annular Piping , Fuel oil Unit 23 | Tuerca hexagonal M24 en acero | Hex.Nut M24 in 25CrMo4 Geomet10µm | 3542 | 23MB 303 | GT Piping | 24 | PCE | Germany | [5 empty] | 10892 | 2318 | S-2318-0004-A-23-3542-00244244-N | 2500 | 1311.8 | 3.36 | 550 | 240 | 201 | SIK980000074304 | 23006459 |  | N | N
Polo | Weber Kraftwerkstechnik GmbH Berlin | TPPL | Linea del anillo Unit 23 | Annular Piping , Fuel oil Unit 23 | o-anillo 63x3,55-N in Fluor-Caucho | Gasket O-Ring 63x3,55-N in Fluoro rubber | 3542 | 23MB 303 | GT Piping | 2 | PCE | Germany | [5 empty] | 10346 | 2318 | S-2318-0004-A-23-3542-00244244-N | 2500 | 1311.8 | 0.02 | 550 | 240 | 201 | SIK980000074304 | 23006460 |  | N | N
Polo | Weber Kraftwerkstechnik GmbH Berlin | TPPL | Linea del anillo Unit 23 | Annular Piping , Fuel oil Unit 23 | Tornillo hexagonal M24x100 en acero | Hex.Bolt M24x100 in 21CrMoV57_Geom.10µm | 3542 | 23MB 303 | GT Piping | 8 | PCE | Germany | [5 empty] | 24608 | 2318 | S-2318-0004-A-23-3542-00244244-N | 2500 | 1311.8 | 2.4 | 550 | 240 | 201 | SIK980000074304 | 23006463 |  | N | N
Polo | Weber Kraftwerkstechnik GmbH Berlin | TPPL | Linea del anillo Unit 23 | Annular Piping , Fuel oil Unit 23 | Tuerca hexagonal M24 en acero | Hex.Nut M24 in 25CrMo4 Geomet10µm | 3542 | 23MB 303 | GT Piping | 8 | PCE | Germany | [5 empty] | 10892 | 2318 | S-2318-0004-A-23-3542-00244244-N | 2500 | 1311.8 | 1.12 | 550 | 240 | 201 | SIK980000074304 | 23006461 |  | N | N
Polo | Weber Kraftwerkstechnik GmbH Berlin | TPPL | Linea del anillo Unit 23 | Annular Piping , Fuel oil Unit 23 | Par de discos NL24ss A25,3x39,0x3,2-K en Acero inoxidable | Pairs Locking Washers A25,3x39,0x3,2-K in 1.4404 kolsterised | 3542 | 23MB 303 | GT Piping | 16 | PCE | Germany | [5 empty] | 20720 | 2318 | S-2318-0004-A-23-3542-00244244-N | 2500 | 1311.8 | 0.32 | 550 | 240 | 201 | SIK980000074304 | 23006464 |  | N | N
Polo | Weber Kraftwerkstechnik GmbH Berlin | TPPL | Linea del anillo Unit 23 | Annular Piping , Fuel oil Unit 23 | Protector de calor de tubo de dibujo ca.Ø20x28 mm DPPPG-70034859_Rev.A en Acero inoxidable | Protection Tube ca.Ø20x28 mm DPPPG-70034859_Rev.A in 1.4541 | 3542 | 23MB 303 | GT Piping | 24 | PCE | Germany | [5 empty] | 12018 | 2318 | S-2318-0004-A-23-3542-00244244-N | 2500 | 1311.8 | 7.2 | 550 | 240 | 201 | SIK980000074304 | 23006465 |  | N | N
Polo | Weber Kraftwerkstechnik GmbH Berlin | TPPL | Linea del anillo Unit 23 | Annular Piping , Fuel oil Unit 23 | Resorte de alambre plano para el precarga del rodamiento de bolitas Typ: YSSB-0063-S17 en Acero inoxidable | Wave Spring Washer Typ: YSSB-0063-S17 in 1.4568 | 3542 | 23MB 303 | GT Piping | 24 | PCE | Germany | [5 empty] | 12004 | 2318 | S-2318-0004-A-23-3542-00244244-N | 2500 | 1311.8 | 0.24 | 550 | 240 | 201 | SIK980000074304 | 23006466 |  | N | N
Polo | Weber Kraftwerkstechnik GmbH Berlin | TPPL | Linea del anillo Unit 23 | Annular Piping , Fuel oil Unit 23 | Línea del anillo DN80/50-chargenpflichtig 54KF02-MBN2D-530-A01_Rev.C en Acero inoxidable | Annular Piping, Fuel Oil, Upper Part DN80/50 54KF02-MBN2D-530-A01_Rev.C in 1.4571 | 3542 | 23MB 303 | GT Piping | 1 | PCE | Germany | [5 empty] | 53638 | 2318 | S-2318-0004-A-23-3542-00244244-N | 2500 | 1311.8 | 130.54 | 550 | 240 | 201 | SIK980000074304 | 23006467 |  | N | N
Polo | Weber Kraftwerkstechnik GmbH Berlin | TPPL | Linea del anillo Unit 23 | Annular Piping , Fuel oil Unit 23 | Línea del anillo DN50-chargenpflichtig 54KF02-MBN2D-531-A01_Rev.C en Acero inoxidable | Annular Piping, Fuel Oil, Lower Part DN50 54KF02-MBN2D-531-A01_Rev.C in 1.4571 | 3542 | 23MB 303 | GT Piping | 1 | PCE | Germany | [5 empty] | 56255 | 2318 | S-2318-0004-A-23-3542-00244244-N | 2500 | 1311.8 | 64.5 | 550 | 240 | 201 | SIK980000074304 | 23006468 |  | N | N
Polo | Weber Kraftwerkstechnik GmbH Berlin | TPPL | Linea del anillo Unit 23 | Annular Piping , Fuel oil Unit 23 | la válvula de retención M42x2 Typ: X-RVS 30-02 en Acero inoxidable | Nonreturn Flap SLV3500097_Rev.G_It.2 M42x2 Typ: X-RVS 30-02 in X35CrMo17 (1.4122) | 3542 | 23MB 303 | GT Piping | 24 | PCE | Germany | [5 empty] | 79473 | 2318 | S-2318-0004-A-23-3542-00244244-N | 2500 | 1311.8 | 120 | 550 | 240 | 201 | SIK980000074304 | 23006469 |  | N | N
Polo | Weber Kraftwerkstechnik GmbH Berlin | TPPL | Linea del anillo Unit 23 | Annular Piping , Fuel oil Unit 23 | Línea del anillo DN80/50 54KF02-MBN2D-430-A01_Rev.E en Acero inoxidable | Annular Piping, Fuel Oil, Upper Part DN80/50 54KF02-MBN2D-430-A01_Rev.E in 1.4571 | 3542 | 23MB 303 | GT Piping | 1 | PCE | Germany | [5 empty] | 53633 | 2318 | S-2318-0004-A-23-3542-00244244-N | 2500 | 1311.8 | 132.95 | 550 | 240 | 201 | SIK980000074304 | 23006452 |  | N | N
Polo | Weber Kraftwerkstechnik GmbH Berlin | TPPL | Linea del anillo Unit 23 | Annular Piping , Fuel oil Unit 23 | Línea del anillo, el retorno de aceite DN50 54KF02-MBN2D-630-A01_Rev.A en Acero inoxidable | Annular Piping, Fuel Oil, Upper Part DN50 54KF02-MBN2D-630-A01_Rev.A in 1.4571 | 3542 | 23MB 303 | GT Piping | 1 | PCE | Germany | [5 empty] | 53641 | 2318 | S-2318-0004-A-23-3542-00244244-N | 2500 | 1311.8 | 69.74 | 550 | 240 | 201 | SIK980000074304 | 23006470 |  | N | N
Polo | Weber Kraftwerkstechnik GmbH Berlin | TPPL | Linea del anillo Unit 23 | Annular Piping , Fuel oil Unit 23 | Línea del anillo, el retorno de aceite DN50/80 54KF02-MBN2D-631-A01_Rev.C en Acero inoxidable | Annular Piping, Fuel Oil, Lower Part DN50/80 54KF02-MBN2D-631-A01_Rev.C in 1.4571 | 3542 | 23MB 303 | GT Piping | 1 | PCE | Germany | [5 empty] | 56256 | 2318 | S-2318-0004-A-23-3542-00244244-N | 2500 | 1311.8 | 130.76 | 550 | 240 | 201 | SIK980000074304 | 23006471 |  | N | N
Polo | Weber Kraftwerkstechnik GmbH Berlin | TPPL | Linea del anillo Unit 23 | Annular Piping , Fuel oil Unit 23 | Sostenedor de tubo 130x130x512 en acero 33-9070-10662-151 | Support Frame 130x130x512 in S235JR 33-9070-10662-151 | 3542 | 23MB 303 | GT Piping | 4 | PCE | Germany | [5 empty] | 26381 | 2318 | S-2318-0004-A-23-3542-00244244-N | 2500 | 1311.8 | 60.4 | 550 | 240 | 201 | SIK980000074304 | 23006472 |  | N | N
Polo | Weber Kraftwerkstechnik GmbH Berlin | TPPL | Linea del anillo Unit 23 | Annular Piping , Fuel oil Unit 23 | Sostenedor de tubo PB0000222045 568x110x300 en acero 13-9073-10662/152 | Support Frame 568x110x300 in S235JRG2 13-9073-10662/152 | 3542 | 23MB 303 | GT Piping | 2 | PCE | Germany | [5 empty] | 26388 | 2318 | S-2318-0004-A-23-3542-00244244-N | 2500 | 1311.8 | 29.56 | 550 | 240 | 201 | SIK980000074304 | 23006473 |  | N | N
Polo | Weber Kraftwerkstechnik GmbH Berlin | TPPL | Linea del anillo Unit 23 | Annular Piping , Fuel oil Unit 23 | Sostenedor de tubo-PB0000212158 en acero 23-9201-10662/153 | Holder-PB0000212158 in S235JRG2 23-9201-10662/153 | 3542 | 23MB 303 | GT Piping | 2 | PCE | Germany | [5 empty] | 21605 | 2318 | S-2318-0004-A-23-3542-00244244-N | 2500 | 1311.8 | 10.74 | 550 | 240 | 201 | SIK980000074304 | 23006474 |  | N | N
Polo | Weber Kraftwerkstechnik GmbH Berlin | TPPL | Linea del anillo Unit 23 | Annular Piping , Fuel oil Unit 23 | Sostenedor de tubo-Stauffenberg-196400 en aluminio | Support Stauffenberg-196400 DN50-60,3 33-9201-10662/200 in Aluminium | 3542 | 23MB 303 | GT Piping | 6 | PCE | Germany | [5 empty] | 26401 | 2318 | S-2318-0004-A-23-3542-00244244-N | 2500 | 1311.8 | 5.7 | 550 | 240 | 201 | SIK980000074304 | 23006475 |  | N | N
Polo | Weber Kraftwerkstechnik GmbH Berlin | TPPL | Linea del anillo Unit 23 | Annular Piping , Fuel oil Unit 23 | Sostenedor de tubo-PB0000222050 en acero 420x100x250 23-9073-10662/155 | Holder-PB0000222050 in S235JRG2 420x100x250 23-9073-10662/155 | 3542 | 23MB 303 | GT Piping | 2 | PCE | Germany | [5 empty] | 26404 | 2318 | S-2318-0004-A-23-3542-00244244-N | 2500 | 1311.8 | 24.66 | 550 | 240 | 201 | SIK980000074304 | 23006476 |  | N | N
Polo | Weber Kraftwerkstechnik GmbH Berlin | TPPL | Linea del anillo Unit 23 | Annular Piping , Fuel oil Unit 23 | Sostenedor de tubo-PB0000212182 en acero 23-9201-10662/156 | Holder-PB0000212182 in S235JRG2 23-9201-10662/156 | 3542 | 23MB 303 | GT Piping | 2 | PCE | Germany | [5 empty] | 21607 | 2318 | S-2318-0004-A-23-3542-00244244-N | 2500 | 1311.8 | 5.82 | 550 | 240 | 201 | SIK980000074304 | 23006477 |  | N | N
Polo | Weber Kraftwerkstechnik GmbH Berlin | TPPL | Linea del anillo Unit 23 | Annular Piping , Fuel oil Unit 23 | Sostenedor de tubo-1060x350x180 en acero 23-9070-10662/158 | Frame 1060x350x180 in S235JRG2 23-9070-10662/158 | 3542 | 23MB 303 | GT Piping | 1 | PCE | Germany | [5 empty] | 26413 | 2318 | S-2318-0004-A-23-3542-00244244-N | 2500 | 1311.8 | 94 | 550 | 240 | 201 | SIK980000074304 | 23006478 |  | N | N
Polo | Weber Kraftwerkstechnik GmbH Berlin | TPPL | Linea del anillo Unit 23 | Annular Piping , Fuel oil Unit 23 | Sostenedor de tubo-PB0000222056 390x360x260 in S235JRG2 23-9073-10662/159 | Holder-PB0000222056 390x360x260 in S235JRG2 23-9073-10662/159 | 3542 | 23MB 303 | GT Piping | 1 | PCE | Germany | [5 empty] | 26418 | 2318 | S-2318-0004-A-23-3542-00244244-N | 2500 | 1311.8 | 16 | 550 | 240 | 201 | SIK980000074304 | 23006479 |  | N | N
Polo | Weber Kraftwerkstechnik GmbH Berlin | TPPL | Linea del anillo Unit 23 | Annular Piping , Fuel oil Unit 23 | Línea del anillo DN50 54KF02-MBN2D-431-A01_Rev.C en Acero inoxidable | Annular Piping, Fuel Oil, Lower Part DN50 54KF02-MBN2D-431-A01_Rev.C in 1.4571 | 3542 | 23MB 303 | GT Piping | 1 | PCE | Germany | [5 empty] | 56254 | 2318 | S-2318-0004-A-23-3542-00244244-N | 2500 | 1311.8 | 61.3 | 550 | 240 | 201 | SIK980000074304 | 23006453 |  | N | N
Polo | Weber Kraftwerkstechnik GmbH Berlin | TPPL | Linea del anillo Unit 23 | Annular Piping , Fuel oil Unit 23 | Sostenedor de tubo-168674 280x355x150 en acero 23-9073-10662/160 | Holder-168674 280x355x150 in S235JRG2 23-9073-10662/160 | 3542 | 23MB 303 | GT Piping | 1 | PCE | Germany | [5 empty] | 26420 | 2318 | S-2318-0004-A-23-3542-00244244-N | 2500 | 1311.8 | 13.47 | 550 | 240 | 201 | SIK980000074304 | 23006480 |  | N | N
Polo | Weber Kraftwerkstechnik GmbH Berlin | TPPL | Linea del anillo Unit 23 | Annular Piping , Fuel oil Unit 23 | Sostenedor de tubo-PB0000196351 _M20 en acero 23-9200-10662/161 | Holder-PB0000196351 624919_M20 in S235JRG2 23-9200-10662/161 | 3542 | 23MB 303 | GT Piping | 1 | PCE | Germany | [5 empty] | 17678 | 2318 | S-2318-0004-A-23-3542-00244244-N | 2500 | 1311.8 | 32.72 | 550 | 240 | 201 | SIK980000074304 | 23006481 |  | N | N
Polo | Weber Kraftwerkstechnik GmbH Berlin | TPPL | Linea del anillo Unit 23 | Annular Piping , Fuel oil Unit 23 | Sostenedor de tubo-168697 310x80x200 en acero 33-9070-10662/162 | Pipe Bearing-168697 310x80x200 in S235JRG2 33-9070-10662/162 | 3542 | 23MB 303 | GT Piping | 1 | PCE | Germany | [5 empty] | 23743 | 2318 | S-2318-0004-A-23-3542-00244244-N | 2500 | 1311.8 | 3.95 | 550 | 240 | 201 | SIK980000074304 | 23006482 |  | N | N
Polo | Weber Kraftwerkstechnik GmbH Berlin | TPPL | Linea del anillo Unit 23 | Annular Piping , Fuel oil Unit 23 | Sostenedor de tubo en acero 23-9070-10662/163 | Frame in S235JRG2 23-9070-10662/163 | 3542 | 23MB 303 | GT Piping | 1 | PCE | Germany | [6 empty] | 2318 | S-2318-0004-A-23-3542-00244244-N | 2500 | 1311.8 | 97 | 550 | 240 | 201 | SIK980000074304 | 23006483 |  | N | N
Polo | Weber Kraftwerkstechnik GmbH Berlin | TPPL | Linea del anillo Unit 23 | Annular Piping , Fuel oil Unit 23 | Sostenedor de tubo-222058 280x150x354 en acero 23-9073-10662/164 | Holder-222058 280x150x354 in S235JRG2 23-9073-10662/164 | 3542 | 23MB 303 | GT Piping | 1 | PCE | Germany | [5 empty] | 26428 | 2318 | S-2318-0004-A-23-3542-00244244-N | 2500 | 1311.8 | 16.64 | 550 | 240 | 201 | SIK980000074304 | 23006484 |  | N | N
Polo | Weber Kraftwerkstechnik GmbH Berlin | TPPL | Linea del anillo Unit 23 | Annular Piping , Fuel oil Unit 23 | Sostenedor de tubo-PB0000222097 en acero/Aluminio 23-9073-10662/166 | Holder-PB0000222097 in X22CRMOV12-1 23-9073-10662/166 in S235JR/Aluminium | 3542 | 23MB 303 | GT Piping | 1 | PCE | Germany | [5 empty] | 26262 | 2318 | S-2318-0004-A-23-3542-00244244-N | 2500 | 1311.8 | 23.42 | 550 | 240 | 201 | SIK980000074304 | 23006485 |  | N | N
Polo | Weber Kraftwerkstechnik GmbH Berlin | TPPL | Linea del anillo Unit 23 | Annular Piping , Fuel oil Unit 23 | Sostenedor de tubo-168863 DN80-88,9 33-9070-10662/168 en acero | Holding Device ,Stauffenberg-168863 DN80-88,9 33-9070-10662/168 | 3542 | 23MB 303 | GT Piping | 1 | PCE | Germany | [5 empty] | 26240 | 2318 | S-2318-0004-A-23-3542-00244244-N | 2500 | 1311.8 | 1.99 | 550 | 240 | 201 | SIK980000074304 | 23006486 |  | N | N
Polo | Weber Kraftwerkstechnik GmbH Berlin | TPPL | Linea del anillo Unit 23 | Annular Piping , Fuel oil Unit 23 | Sostenedor de tubo-PB0000260224 23-9073-10662/170 en acero | Holder-PB0000260224 23-9073-10662/170 | 3542 | 23MB 303 | GT Piping | 2 | PCE | Germany | [5 empty] | 35927 | 2318 | S-2318-0004-A-23-3542-00244244-N | 2500 | 1311.8 | 6.42 | 550 | 240 | 201 | SIK980000074304 | 23006487 |  | N | N
Polo | Weber Kraftwerkstechnik GmbH Berlin | TPPL | Linea del anillo Unit 23 | Annular Piping , Fuel oil Unit 23 | ángulo -PB0000199859 100x50x120 en acero 33-9200-10662/171 | Angle-PB0000199859 100x50x120 in S235JRG2 33-9200-10662/171 | 3542 | 23MB 303 | GT Piping | 4 | PCE | Germany | [5 empty] | 26239 | 2318 | S-2318-0004-A-23-3542-00244244-N | 2500 | 1311.8 | 4.32 | 550 | 240 | 201 | SIK980000074304 | 23006488 |  | N | N
Polo | Weber Kraftwerkstechnik GmbH Berlin | TPPL | Linea del anillo Unit 23 | Annular Piping , Fuel oil Unit 23 | hoja-PB0000212187 8x205x330 en acero 33-9201-10662/172 | Plate-PB0000212187 8x205x330 in S235JRG2 33-9201-10662/172 | 3542 | 23MB 303 | GT Piping | 2 | PCE | Germany | [5 empty] | 22005 | 2318 | S-2318-0004-A-23-3542-00244244-N | 2500 | 1311.8 | 8.66 | 550 | 240 | 201 | SIK980000074304 | 23006489 |  | N | N
Polo | Weber Kraftwerkstechnik GmbH Berlin | TPPL | Linea del anillo Unit 23 | Annular Piping , Fuel oil Unit 23 | Línea del anillo DN15 DPPPG-70051243_Rev.A en Acero inoxidable | Piping, Fuel Oil (Bypass) DN15 DPPPG-70051243_Rev.A in 1.4571 | 3542 | 23MB 303 | GT Piping | 1 | PCE | Germany | [5 empty] | 78462 | 2318 | S-2318-0004-A-23-3542-00244244-N | 2500 | 1311.8 | 1.99 | 550 | 240 | 201 | SIK980000074304 | 23006454 |  | N | N
Polo | Weber Kraftwerkstechnik GmbH Berlin | TPPL | Linea del anillo Unit 23 | Annular Piping , Fuel oil Unit 23 | ángulo-PB0000199861 100x50x120 en acero | Angle-PB0000199861 100x50x120 in S235JRG2-10662/173 | 3542 | 23MB 303 | GT Piping | 4 | PCE | Germany | [5 empty] | 26238 | 2318 | S-2318-0004-A-23-3542-00244244-N | 2500 | 1311.8 | 4.32 | 550 | 240 | 201 | SIK980000074304 | 23006490 |  | N | N
Polo | Weber Kraftwerkstechnik GmbH Berlin | TPPL | Linea del anillo Unit 23 | Annular Piping , Fuel oil Unit 23 | ángulo-199862 40x80x70 en acero 33-9200-10662/174 | Angle-199862 40x80x70 in S235JRG2 33-9200-10662/174 | 3542 | 23MB 303 | GT Piping | 4 | PCE | Germany | [5 empty] | 26237 | 2318 | S-2318-0004-A-23-3542-00244244-N | 2500 | 1311.8 | 2.12 | 550 | 240 | 201 | SIK980000074304 | 23006491 |  | N | N
Polo | Weber Kraftwerkstechnik GmbH Berlin | TPPL | Linea del anillo Unit 23 | Annular Piping , Fuel oil Unit 23 | hoja-PB0000212188 8x70x290 33-9201-10662/175 en acero | Plate-PB0000212188 8x70x290 33-9201-10662/175 in S235JRG2 | 3542 | 23MB 303 | GT Piping | 2 | PCE | Germany | [5 empty] | 22006 | 2318 | S-2318-0004-A-23-3542-00244244-N | 2500 | 1311.8 | 2.6 | 550 | 240 | 201 | SIK980000074304 | 23006394 |  | N | N
Polo | Weber Kraftwerkstechnik GmbH Berlin | TPPL | Linea del anillo Unit 23 | Annular Piping , Fuel oil Unit 23 | ángulo-PB0000222115 100x65x120 33-9073-10662/177 en acero | Angle-PB0000222115 100x65x120 33-9073-10662/177 in S235JR | 3542 | 23MB 303 | GT Piping | 4 | PCE | Germany | [5 empty] | 26236 | 2318 | S-2318-0004-A-23-3542-00244244-N | 2500 | 1311.8 | 4.96 | 550 | 240 | 201 | SIK980000074304 | 23006395 |  | N | N
Polo | Weber Kraftwerkstechnik GmbH Berlin | TPPL | Linea del anillo Unit 23 | Annular Piping , Fuel oil Unit 23 | Cojinete plana con orificio de montaje-00051313 65x50x25 199815 en Acero inoxidable | Bearing with Mounting Hole-00051313 65x50x25 199815 in stainless steel | 3542 | 23MB 303 | GT Piping | 32 | PCE | Germany | [5 empty] | 23770 | 2318 | S-2318-0004-A-23-3542-00244244-N | 2500 | 1311.8 | 20.8 | 550 | 240 | 201 | SIK980000074304 | 23006396 |  | N | N
Polo | Weber Kraftwerkstechnik GmbH Berlin | TPPL | Linea del anillo Unit 23 | Annular Piping , Fuel oil Unit 23 | cuerpo de la pinza 6060,3-Aluminio 199847 | clip body 6060,3-Aluminium 199847 | 3542 | 23MB 303 | GT Piping | 7 | PCE | Germany | [5 empty] | 23764 | 2318 | S-2318-0004-A-23-3542-00244244-N | 2500 | 1311.8 | 4.69 | 550 | 240 | 201 | SIK980000074304 | 23006397 |  | N | N
Polo | Weber Kraftwerkstechnik GmbH Berlin | TPPL | Linea del anillo Unit 23 | Annular Piping , Fuel oil Unit 23 | Soldadura SPAL 6s 199850 en acero | Welding Plate SPAL 6s 199850 in steel | 3542 | 23MB 303 | GT Piping | 6 | PCE | Germany | [5 empty] | 23768 | 2318 | S-2318-0004-A-23-3542-00244244-N | 2500 | 1311.8 | 2.94 | 550 | 240 | 201 | SIK980000074304 | 23006398 |  | N | N
Polo | Weber Kraftwerkstechnik GmbH Berlin | TPPL | Linea del anillo Unit 23 | Annular Piping , Fuel oil Unit 23 | placa de cubierta-212194 en acero | Cover Plate -212194 DPAL 6S in steel | 3542 | 23MB 303 | GT Piping | 1 | PCE | Germany | [5 empty] | 26235 | 2318 | S-2318-0004-A-23-3542-00244244-N | 2500 | 1311.8 | 0.38 | 550 | 240 | 201 | SIK980000074304 | 23006399 |  | N | N
Polo | Weber Kraftwerkstechnik GmbH Berlin | TPPL | Linea del anillo Unit 23 | Annular Piping , Fuel oil Unit 23 | ángulo-PB0000212193 100x50x8 33-9201-10662/183 en acero | Angle-PB0000212193 100x50x8 33-9201-10662/183 in S235JRG2 | 3542 | 23MB 303 | GT Piping | 4 | PCE | Germany | [5 empty] | 22007 | 2318 | S-2318-0004-A-23-3542-00244244-N | 2500 | 1311.8 | 2.44 | 550 | 240 | 201 | SIK980000074304 | 23006400 |  | N | N
Polo | Weber Kraftwerkstechnik GmbH Berlin | TPPL | Linea del anillo Unit 23 | Annular Piping , Fuel oil Unit 23 | cuerpo de la pinza 7088,9-Aluminio | clip body 7088,9-AL 211648 | 3542 | 23MB 303 | GT Piping | 5 | PCE | Germany | [5 empty] | 26234 | 2318 | S-2318-0004-A-23-3542-00244244-N | 2500 | 1311.8 | 6.75 | 550 | 240 | 201 | SIK980000074304 | 23006401 |  | N | N
Polo | Weber Kraftwerkstechnik GmbH Berlin | TPPL | Linea del anillo Unit 23 | Annular Piping , Fuel oil Unit 23 | muelle belleville A22,5x11,2x1,25x1,75 en acero | Disc Spring A22,5x11,2x1,25x1,75 in X35CrMo17.7 | 3542 | 23MB 303 | GT Piping | 1 | PCE | Germany | [5 empty] | 26225 | 2318 | S-2318-0004-A-23-3542-00244244-N | 2500 | 1311.8 | 0.01 | 550 | 240 | 201 | SIK980000074304 | 23006455 |  | N | N
Polo | Weber Kraftwerkstechnik GmbH Berlin | TPPL | Linea del anillo Unit 23 | Annular Piping , Fuel oil Unit 23 | Soldadura SPAL 7S en acero | Welding Plate SPAL 7S | 3542 | 23MB 303 | GT Piping | 5 | PCE | Germany | [6 empty] | 2318 | S-2318-0004-A-23-3542-00244244-N | 2500 | 1311.8 | 3.36 | 550 | 240 | 201 | SIK980000074304 | 23006430 |  | N | N
Polo | Weber Kraftwerkstechnik GmbH Berlin | TPPL | Linea del anillo Unit 23 | Annular Piping , Fuel oil Unit 23 | tornillo hexagonal M12x100 en acero | Hexagon Screw M12x100 in 8.8-A3C | 3542 | 23MB 303 | GT Piping | 2 | PCE | Germany | [5 empty] | 24391 | 2318 | S-2318-0004-A-23-3542-00244244-N | 2500 | 1311.8 | 0.17 | 550 | 240 | 201 | SIK980000074304 | 23006431 |  | N | N
Polo | Weber Kraftwerkstechnik GmbH Berlin | TPPL | Linea del anillo Unit 23 | Annular Piping , Fuel oil Unit 23 | hoja-205306 DPAL 7S 205306 en acero | Cover Plate-205306 DPAL 7S 205306 | 3542 | 23MB 303 | GT Piping | 1 | PCE | Germany | [5 empty] | 26232 | 2318 | S-2318-0004-A-23-3542-00244244-N | 2500 | 1311.8 | 0.64 | 550 | 240 | 201 | SIK980000074304 | 23006402 |  | N | N
Polo | Weber Kraftwerkstechnik GmbH Berlin | TPPL | Linea del anillo Unit 23 | Annular Piping , Fuel oil Unit 23 | tornillo hexagonal M16x160 en acero | Hexagon Screw M16x160 in 8.8-A3C | 3542 | 23MB 303 | GT Piping | 10 | PCE | Germany | [5 empty] | 10509 | 2318 | S-2318-0004-A-23-3542-00244244-N | 2500 | 1311.8 | 2.43 | 550 | 240 | 201 | SIK980000074304 | 23006432 |  | N | N
Polo | Weber Kraftwerkstechnik GmbH Berlin | TPPL | Linea del anillo Unit 23 | Annular Piping , Fuel oil Unit 23 | tornillo hexagonal M12x35 en acero | Hexagon Screw M12x35 in 8.8-A3C | 3542 | 23MB 303 | GT Piping | 8 | PCE | Germany | [5 empty] | 10631 | 2318 | S-2318-0004-A-23-3542-00244244-N | 2500 | 1311.8 | 0.32 | 550 | 240 | 201 | SIK980000074304 | 23006433 |  | N | N
Polo | Weber Kraftwerkstechnik GmbH Berlin | TPPL | Linea del anillo Unit 23 | Annular Piping , Fuel oil Unit 23 | acero plano-PB0000196381 40x120x10 33-9200-10662/193 en acero | Flat Steel-PB0000196381 40x120x10 33-9200-10662/193 in S235JR | 3542 | 23MB 303 | GT Piping | 10 | PCE | Germany | [5 empty] | 26231 | 2318 | S-2318-0004-A-23-3542-00244244-N | 2500 | 1311.8 | 3 | 550 | 240 | 201 | SIK980000074304 | 23006403 |  | N | N
Polo | Weber Kraftwerkstechnik GmbH Berlin | TPPL | Linea del anillo Unit 23 | Annular Piping , Fuel oil Unit 23 | acero plano-PB0000196384 40x125x10 33-9200-10662/194 en acero | Flat Steel-PB0000196384 40x125x10 33-9200-10662/194 in S235JR | 3542 | 23MB 303 | GT Piping | 1 | PCE | Germany | [5 empty] | 19958 | 2318 | S-2318-0004-A-23-3542-00244244-N | 2500 | 1311.8 | 0.82 | 550 | 240 | 201 | SIK980000074304 | 23006404 |  | N | N
Polo | Weber Kraftwerkstechnik GmbH Berlin | TPPL | Linea del anillo Unit 23 | Annular Piping , Fuel oil Unit 23 | perfil en U-PB0000222127 285x100x50 33-9073-10662/195 en acero | U-Profile-PB0000222127 285x100x50 33-9073-10662/195 in S235JR | 3542 | 23MB 303 | GT Piping | 1 | PCE | Germany | [5 empty] | 19959 | 2318 | S-2318-0004-A-23-3542-00244244-N | 2500 | 1311.8 | 2.94 | 550 | 240 | 201 | SIK980000074304 | 23006405 |  | N | N
Polo | Weber Kraftwerkstechnik GmbH Berlin | TPPL | Linea del anillo Unit 23 | Annular Piping , Fuel oil Unit 23 | ángulo-PB0000212198 120x75x55 33-9201-10662/196 en acero | Angle-PB0000212198 120x75x55 33-9201-10662/196 | 3542 | 23MB 303 | GT Piping | 4 | PCE | Germany | [5 empty] | 19960 | 2318 | S-2318-0004-A-23-3542-00244244-N | 2500 | 1311.8 | 2.9 | 550 | 240 | 201 | SIK980000074304 | 23006406 |  | N | N
Polo | Weber Kraftwerkstechnik GmbH Berlin | TPPL | Linea del anillo Unit 23 | Annular Piping , Fuel oil Unit 23 | hoja B-203641 20x6x70 33-8001-10662/890 en acero | Plate B-203641 20x6x70 33-8001-10662/890 S235JR | 3542 | 23MB 303 | GT Piping | 8 | PCE | Germany | [5 empty] | 23777 | 2318 | S-2318-0004-A-23-3542-00244244-N | 2500 | 1311.8 | 0.4 | 550 | 240 | 201 | SIK980000074304 | 23006407 |  | N | N
Polo | Weber Kraftwerkstechnik GmbH Berlin | TPPL | Linea del anillo Unit 23 | Annular Piping , Fuel oil Unit 23 | Portada 24x2x1,5 43-9000-10662/434,a en Acero inoxidable | Orifice Plate 24x2x1,5 43-9000-10662/434,a in 1.4541 | 3542 | 23MB 303 | GT Piping | 1 | PCE | Germany | [5 empty] | 26224 | 2318 | S-2318-0004-A-23-3542-00244244-N | 2500 | 1311.8 | 0.01 | 550 | 240 | 201 | SIK980000074304 | 23006456 |  | N | N
Polo | Weber Kraftwerkstechnik GmbH Berlin | TPPL | Linea del anillo Unit 23 | Annular Piping , Fuel oil Unit 23 | hojaJ-PB0000216725 en acero | Plate J-PB0000216725 20x6x64 33-8001-10662/890 S235JR | 3542 | 23MB 303 | GT Piping | 4 | PCE | Germany | [5 empty] | 22008 | 2318 | S-2318-0004-A-23-3542-00244244-N | 2500 | 1311.8 | 0.2 | 550 | 240 | 201 | SIK980000074304 | 23006408 |  | N | N
Polo | Weber Kraftwerkstechnik GmbH Berlin | TPPL | Linea del anillo Unit 23 | Annular Piping , Fuel oil Unit 23 | hoja G-PB0000211993 en acero | Plate G-PB0000211993 20x6x80 33-8001-10662/890 S235JR | 3542 | 23MB 303 | GT Piping | 1 | PCE | Germany | [5 empty] | 22010 | 2318 | S-2318-0004-A-23-3542-00244244-N | 2500 | 1311.8 | 0.07 | 550 | 240 | 201 | SIK980000074304 | 23006409 |  | N | N
Polo | Weber Kraftwerkstechnik GmbH Berlin | TPPL | Linea del anillo Unit 23 | Annular Piping , Fuel oil Unit 23 | hoja K-PB0000216726 en acero | Plate K-PB0000216726 20x6x75 33-8001-10662/890 S235JR | 3542 | 23MB 303 | GT Piping | 8 | PCE | Germany | [5 empty] | 22011 | 2318 | S-2318-0004-A-23-3542-00244244-N | 2500 | 1311.8 | 0.36 | 550 | 240 | 201 | SIK980000074304 | 23006410 |  | N | N
Polo | Weber Kraftwerkstechnik GmbH Berlin | TPPL | Linea del anillo Unit 23 | Annular Piping , Fuel oil Unit 23 | tornillo M8x40 199812 en acero | Mushroom Heat Bolt M8x40 199812 in 4.6-A3C | 3542 | 23MB 303 | GT Piping | 32 | PCE | Germany | [5 empty] | 23757 | 2318 | S-2318-0004-A-23-3542-00244244-N | 2500 | 1311.8 | 0.64 | 550 | 240 | 201 | SIK980000074304 | 23006434 |  | N | N
Polo | Weber Kraftwerkstechnik GmbH Berlin | TPPL | Linea del anillo Unit 23 | Annular Piping , Fuel oil Unit 23 | tornillo hexagonal M10x25 en acero | Hexagon Screw M10x25 8.8-A3C | 3542 | 23MB 303 | GT Piping | 24 | PCE | Germany | [5 empty] | 10396 | 2318 | S-2318-0004-A-23-3542-00244244-N | 2500 | 1311.8 | 0.55 | 550 | 240 | 201 | SIK980000074304 | 23006435 |  | N | N
Polo | Weber Kraftwerkstechnik GmbH Berlin | TPPL | Linea del anillo Unit 23 | Annular Piping , Fuel oil Unit 23 | tornillo hexagonal M10x30 en acero | Hexagon Screw M10x30 8.8-A3C | 3542 | 23MB 303 | GT Piping | 16 | PCE | Germany | [5 empty] | 10498 | 2318 | S-2318-0004-A-23-3542-00244244-N | 2500 | 1311.8 | 0.45 | 550 | 240 | 201 | SIK980000074304 | 23006436 |  | N | N
Polo | Weber Kraftwerkstechnik GmbH Berlin | TPPL | Linea del anillo Unit 23 | Annular Piping , Fuel oil Unit 23 | tornillo hexagonal M12x40 en acero | Hexagon Screw M12x40 8.8-A3C | 3542 | 23MB 303 | GT Piping | 16 | PCE | Germany | [5 empty] | 21700 | 2318 | S-2318-0004-A-23-3542-00244244-N | 2500 | 1311.8 | 0.7 | 550 | 240 | 201 | SIK980000074304 | 23006437 |  | N | N
Polo | Weber Kraftwerkstechnik GmbH Berlin | TPPL | Linea del anillo Unit 23 | Annular Piping , Fuel oil Unit 23 | tornillo hexagonal M10x35 en acero | Hexagon Screw M10x35 in 8.8-A3C | 3542 | 23MB 303 | GT Piping | 4 | PCE | Germany | [5 empty] | 26229 | 2318 | S-2318-0004-A-23-3542-00244244-N | 2500 | 1311.8 | 0.11 | 550 | 240 | 201 | SIK980000074304 | 23006438 |  | N | N
Polo | Weber Kraftwerkstechnik GmbH Berlin | TPPL | Linea del anillo Unit 23 | Annular Piping , Fuel oil Unit 23 | tornillo hexagonal M12x110 en acero | Hexagon Screw M12x110 in 8.8-A3C | 3542 | 23MB 303 | GT Piping | 12 | PCE | Germany | [5 empty] | 23756 | 2318 | S-2318-0004-A-23-3542-00244244-N | 2500 | 1311.8 | 0.96 | 550 | 240 | 201 | SIK980000074304 | 23006439 |  | N | N
Polo | Weber Kraftwerkstechnik GmbH Berlin | TPPL | Linea del anillo Unit 23 | Annular Piping , Fuel oil Unit 23 | tornillo hexagonal M16x50 en acero | Hexagon Screw M16x50 in 8.8-A3C | 3542 | 23MB 303 | GT Piping | 16 | PCE | Germany | [5 empty] | 10393 | 2318 | S-2318-0004-A-23-3542-00244244-N | 2500 | 1311.8 | 1.6 | 550 | 240 | 201 | SIK980000074304 | 23006440 |  | N | N
Polo | Weber Kraftwerkstechnik GmbH Berlin | TPPL | Linea del anillo Unit 23 | Annular Piping , Fuel oil Unit 23 | Junta A10, 88x4 16900 en Acero inoxidable | Metallic Seal Ring A10, 88x4 16900 in 1.4541 | 3542 | 23MB 303 | GT Piping | 6 | PCE | Germany | [5 empty] | 26223 | 2318 | S-2318-0004-A-23-3542-00244244-N | 2500 | 1311.8 | 0.6 | 550 | 240 | 201 | SIK980000074304 | 23006457 |  | N | N
Polo | Weber Kraftwerkstechnik GmbH Berlin | TPPL | Linea del anillo Unit 23 | Annular Piping , Fuel oil Unit 23 | tornillo hexagonal M16x55 en acero | Hexagon Screw M16x55 in 8.8-A3C | 3542 | 23MB 303 | GT Piping | 12 | PCE | Germany | [5 empty] | 13851 | 2318 | S-2318-0004-A-23-3542-00244244-N | 2500 | 1311.8 | 0.48 | 550 | 240 | 201 | SIK980000074304 | 23006441 |  | N | N
Polo | Weber Kraftwerkstechnik GmbH Berlin | TPPL | Linea del anillo Unit 23 | Annular Piping , Fuel oil Unit 23 | tornillo hexagonal M16x80 en acero | Hexagon Screw M16x80 in 8.8-A3C | 3542 | 23MB 303 | GT Piping | 16 | PCE | Germany | [5 empty] | 19339 | 2318 | S-2318-0004-A-23-3542-00244244-N | 2500 | 1311.8 | 3.41 | 550 | 240 | 201 | SIK980000074304 | 23006442 |  | N | N
Polo | Weber Kraftwerkstechnik GmbH Berlin | TPPL | Linea del anillo Unit 23 | Annular Piping , Fuel oil Unit 23 | tornillo hexagonal M20x45 en acero | Hexagon Screw M20x45 8.8-A3C | 3542 | 23MB 303 | GT Piping | 28 | PCE | Germany | [5 empty] | 24706 | 2318 | S-2318-0004-A-23-3542-00244244-N | 2500 | 1311.8 | 4.54 | 550 | 240 | 201 | SIK980000074304 | 23006443 |  | N | N
Polo | Weber Kraftwerkstechnik GmbH Berlin | TPPL | Linea del anillo Unit 23 | Annular Piping , Fuel oil Unit 23 | Sostenedor de tubo B-12x100 169194 en acero | Bolt B-12x100 169194 in Steel | 3542 | 23MB 303 | GT Piping | 16 | PCE | Germany | [5 empty] | 26228 | 2318 | S-2318-0004-A-23-3542-00244244-N | 2500 | 1311.8 | 1.52 | 550 | 240 | 201 | SIK980000074304 | 23006444 |  | N | N
Polo | Weber Kraftwerkstechnik GmbH Berlin | TPPL | Linea del anillo Unit 23 | Annular Piping , Fuel oil Unit 23 | Sostenedor de tubo B-16x140 en acero | Bolt B-16x140 in Steel | 3542 | 23MB 303 | GT Piping | 6 | PCE | Germany | [5 empty] | 23752 | 2318 | S-2318-0004-A-23-3542-00244244-N | 2500 | 1311.8 | 1.4 | 550 | 240 | 201 | SIK980000074304 | 23006445 |  | N | N
Polo | Weber Kraftwerkstechnik GmbH Berlin | TPPL | Linea del anillo Unit 23 | Annular Piping , Fuel oil Unit 23 | tornillo hexagonal M12x150 en acero | Hexagon Screw M12x150 8.8-A3C | 3542 | 23MB 303 | GT Piping | 1 | PCE | Germany | [5 empty] | 26226 | 2318 | S-2318-0004-A-23-3542-00244244-N | 2500 | 1311.8 | 0.12 | 550 | 240 | 201 | SIK980000074304 | 23006446 |  | N | N
Polo | Weber Kraftwerkstechnik GmbH Berlin | TPPL | Linea del anillo Unit 23 | Annular Piping , Fuel oil Unit 23 | tuerca hexagonal M10 en acero | Hex.Nut M10 in 8-A3C | 3542 | 23MB 303 | GT Piping | 4 | PCE | Germany | [5 empty] | 39223 | 2318 | S-2318-0004-A-23-3542-00244244-N | 2500 | 1311.8 | 0.04 | 550 | 240 | 201 | SIK980000074304 | 23006447 |  | N | N
Polo | Weber Kraftwerkstechnik GmbH Berlin | TPPL | Linea del anillo Unit 23 | Annular Piping , Fuel oil Unit 23 | tuerca hexagonal M8 en acero | Hex.Nut M8 in 8-A3C | 3542 | 23MB 303 | GT Piping | 32 | PCE | Germany | [5 empty] | 10497 | 2318 | S-2318-0004-A-23-3542-00244244-N | 2500 | 1311.8 | 0.16 | 550 | 240 | 201 | SIK980000074304 | 23006448 |  | N | N
Polo | Weber Kraftwerkstechnik GmbH Berlin | TPPL | Linea del anillo Unit 23 | Annular Piping , Fuel oil Unit 23 | tuerca hexagonal M12 en acero | Hex.Nut M12 in 8-A3C | 3542 | 23MB 303 | GT Piping | 30 | PCE | Germany | [5 empty] | 10559 | 2318 | S-2318-0004-A-23-3542-00244244-N | 2500 | 1311.8 | 0.4 | 550 | 240 | 201 | SIK980000074304 | 23006449 |  | N | N
Polo | Weber Kraftwerkstechnik GmbH Berlin | TPPL | Linea del anillo Unit 23 | Annular Piping , Fuel oil Unit 23 | tuerca hexagonal M16 en acero | Hex.Nut M16 in 8-A3C | 3542 | 23MB 303 | GT Piping | 24 | PCE | Germany | [5 empty] | 10339 | 2318 | S-2318-0004-A-23-3542-00244244-N | 2500 | 1311.8 | 1 | 550 | 240 | 201 | SIK980000074304 | 23006411 |  | N | N
Polo | Weber Kraftwerkstechnik GmbH Berlin | TPPL | Linea del anillo Unit 23 | Annular Piping , Fuel oil Unit 23 | Tornillo hexagonal M24x120 en acero | Hex.Bolt M24x120 in 21CrMoV57 Geom10µm | 3542 | 23MB 303 | GT Piping | 24 | PCE | Germany | [5 empty] | 26222 | 2318 | S-2318-0004-A-23-3542-00244244-N | 2500 | 1311.8 | 21.12 | 550 | 240 | 201 | SIK980000074304 | 23006462 |  | N | N
Polo | Weber Kraftwerkstechnik GmbH Berlin | TPPL | Linea del anillo Unit 23 | Annular Piping , Fuel oil Unit 23 | Par de discos NL8ss (5/16") A8,7x13,5x2,0-K en Acero inoxidable | Pair of Washers NL8ss (5/16") A8,7x13,5x2,0-K in 1.4404 kolsterised | 3542 | 23MB 303 | GT Piping | 32 | PCE | Germany | [5 empty] | 10514 | 2318 | S-2318-0004-A-23-3542-00244244-N | 2500 | 1311.8 | 0.07 | 550 | 240 | 201 | SIK980000074304 | 23006412 |  | N | N
Polo | Weber Kraftwerkstechnik GmbH Berlin | TPPL | Linea del anillo Unit 23 | Annular Piping , Fuel oil Unit 23 | Par de discos NL12ss A13,0x19,5x2,0-K en Acero inoxidable | Pair of Washers NL12ss A13,0x19,5x2,0-K in 1.4404 kolsterised | 3542 | 23MB 303 | GT Piping | 70 | PCE | Germany | [5 empty] | 15549 | 2318 | S-2318-0004-A-23-3542-00244244-N | 2500 | 1311.8 | 0.13 | 550 | 240 | 201 | SIK980000074304 | 23006413 |  | N | N
Polo | Weber Kraftwerkstechnik GmbH Berlin | TPPL | Linea del anillo Unit 23 | Annular Piping , Fuel oil Unit 23 | Par de discos NL16ss (5/8") A17,0x25,4x3,0-K en Acero inoxidable | Pair of Washers NL16ss (5/8") A17,0x25,4x3,0-K in 1.4404 kolsterised | 3542 | 23MB 303 | GT Piping | 96 | PCE | Germany | [5 empty] | 10375 | 2318 | S-2318-0004-A-23-3542-00244244-N | 2500 | 1311.8 | 0.54 | 550 | 240 | 201 | SIK980000074304 | 23006414 |  | N | N
Polo | Weber Kraftwerkstechnik GmbH Berlin | TPPL | Linea del anillo Unit 23 | Annular Piping , Fuel oil Unit 23 | Par de discos NL20ss A21,4x30,7x3,0-K en Acero inoxidable | Pair of Washers NL20ss A21,4x30,7x3,0-K in 1.4404 kolsterised | 3542 | 23MB 303 | GT Piping | 28 | PCE | Germany | [5 empty] | 10376 | 2318 | S-2318-0004-A-23-3542-00244244-N | 2500 | 1311.8 | 0.1 | 550 | 240 | 201 | SIK980000074304 | 23006415 |  | N | N
Polo | Weber Kraftwerkstechnik GmbH Berlin | TPPL | Linea del anillo Unit 23 | Annular Piping , Fuel oil Unit 23 | Par de discos NL10ss A10,7x16,6x2,0-K en Acero inoxidable | Pair of Washers NL10ss A10,7x16,6x2,0-K in 1.4404 kolsterised | 3542 | 23MB 303 | GT Piping | 48 | PCE | Germany | [5 empty] | 10597 | 2318 | S-2318-0004-A-23-3542-00244244-N | 2500 | 1311.8 | 0.1 | 550 | 240 | 201 | SIK980000074304 | 23006416 |  | N | N
Polo | Weber Kraftwerkstechnik GmbH Berlin | TPPL | Linea del anillo Unit 23 | Annular Piping , Fuel oil Unit 23 | discos B10,5 en acero | disk B10,5 in Steel | 3542 | 23MB 303 | GT Piping | 48 | PCE | Germany | [5 empty] | 21600 | 2318 | S-2318-0004-A-23-3542-00244244-N | 2500 | 1311.8 | 0.15 | 550 | 240 | 201 | SIK980000074304 | 23006417 |  | N | N
Polo | Weber Kraftwerkstechnik GmbH Berlin | TPPL | Linea del anillo Unit 23 | Annular Piping , Fuel oil Unit 23 | disco de cuña 22 en acero | U-disk 22 in steel | 3542 | 23MB 303 | GT Piping | 4 | PCE | Germany | [5 empty] | 23745 | 2318 | S-2318-0004-A-23-3542-00244244-N | 2500 | 1311.8 | 0.24 | 550 | 240 | 201 | SIK980000074304 | 23006418 |  | N | N
Polo | Weber Kraftwerkstechnik GmbH Berlin | TPPL | Linea del anillo Unit 23 | Annular Piping , Fuel oil Unit 23 | disco B13 en acero | disk B13 Steel (200HV) | 3542 | 23MB 303 | GT Piping | 16 | PCE | Germany | [5 empty] | 23760 | 2318 | S-2318-0004-A-23-3542-00244244-N | 2500 | 1311.8 | 0.08 | 550 | 240 | 201 | SIK980000074304 | 23006419 |  | N | N
Polo | Weber Kraftwerkstechnik GmbH Berlin | TPPL | Linea del anillo Unit 23 | Annular Piping , Fuel oil Unit 23 | disco B16 en acero | disk B16 in Steel | 3542 | 23MB 303 | GT Piping | 6 | PCE | Germany | [5 empty] | 10495 | 2318 | S-2318-0004-A-23-3542-00244244-N | 2500 | 1311.8 | 0.06 | 550 | 240 | 201 | SIK980000074304 | 23006420 |  | N | N
Polo | Weber Kraftwerkstechnik GmbH Berlin | TPPL | Linea del anillo Unit 23 | Annular Piping , Fuel oil Unit 23 | Entablillar 4x25 89691 en acero | cotter pin 4x25 89691 in Steel | 3542 | 23MB 303 | GT Piping | 6 | PCE | Germany | [5 empty] | 23753 | 2318 | S-2318-0004-A-23-3542-00244244-N | 2500 | 1311.8 | 0.02 | 550 | 240 | 201 | SIK980000074304 | 23006421 |  | N | N
Polo | Weber Kraftwerkstechnik GmbH Berlin | TPPL | Linea del anillo Unit 23 | Annular Piping , Fuel oil Unit 23 | Par de discos NL24ss A25,3x39,0x3,2-K en Acero inoxidable | Pairs Locking Washers A25,3x39,0x3,2-K in 1.4404 kolsterised | 3542 | 23MB 303 | GT Piping | 48 | PCE | Germany | [5 empty] | 20720 | 2318 | S-2318-0004-A-23-3542-00244244-N | 2500 | 1311.8 | 0.96 | 550 | 240 | 201 | SIK980000074304 | 23006458 |  | N | N
Polo | Weber Kraftwerkstechnik GmbH Berlin | TPPL | Linea del anillo Unit 23 | Annular Piping , Fuel oil Unit 23 | Entablillar 3,2x25 58127 en acero | cotter pin 3,2x25 58127 | 3542 | 23MB 303 | GT Piping | 16 | PCE | Germany | [5 empty] | 23754 | 2318 | S-2318-0004-A-23-3542-00244244-N | 2500 | 1311.8 | 0.03 | 550 | 240 | 201 | SIK980000074304 | 23006422 |  | N | N
Polo | Weber Kraftwerkstechnik GmbH Berlin | TPPL | Linea del anillo Unit 23 | Annular Piping , Fuel oil Unit 23 | ángulo L60x8 33-9201-10662/569 en acero | Angle-212199 L60x8 33-9201-10662/569 in S235JRG2 | 3542 | 23MB 303 | GT Piping | 2 | PCE | Germany | [5 empty] | 26219 | 2318 | S-2318-0004-A-23-3542-00244244-N | 2500 | 1311.8 | 1.88 | 550 | 240 | 201 | SIK980000074304 | 23006423 |  | N | N
Polo | Weber Kraftwerkstechnik GmbH Berlin | TPPL | Linea del anillo Unit 23 | Annular Piping , Fuel oil Unit 23 | hoja-212200 en acero | Plate -212200 230x140x8 33-9201-10662/570 in S235JRG2 | 3542 | 23MB 303 | GT Piping | 1 | PCE | Germany | [5 empty] | 26213 | 2318 | S-2318-0004-A-23-3542-00244244-N | 2500 | 1311.8 | 2.41 | 550 | 240 | 201 | SIK980000074304 | 23006424 |  | N | N
Polo | Weber Kraftwerkstechnik GmbH Berlin | TPPL | Linea del anillo Unit 23 | Annular Piping , Fuel oil Unit 23 | Sostenedor de tubo 20-32-T3 en acero | attachment 20-32-T3 | 3542 | 23MB 303 | GT Piping | 25 | PCE | Germany | [5 empty] | 25116 | 2318 | S-2318-0004-A-23-3542-00244244-N | 2500 | 1311.8 | 0.52 | 550 | 240 | 201 | SIK980000074304 | 23006425 |  | N | N
Polo | Weber Kraftwerkstechnik GmbH Berlin | TPPL | Linea del anillo Unit 23 | Annular Piping , Fuel oil Unit 23 | RS250S de láminas metálicas adhesivas 1465 en Acero inoxidable | Metal foil - RS250S,1465 1500x150x0,25 in 1.4301 | 3542 | 23MB 303 | GT Piping | 3 | PCE | Germany | [5 empty] | 23700 | 2318 | S-2318-0004-A-23-3542-00244244-N | 2500 | 1311.8 | 1.7 | 550 | 240 | 201 | SIK980000074304 | 23006426 |  | N | N
Polo | Weber Kraftwerkstechnik GmbH Berlin | TPPL | Linea del anillo Unit 23 | Annular Piping , Fuel oil Unit 23 | tubo protector de calor en Acero inoxidable | Protection Tube in Stainless steel | 3542 | 23MB 303 | GT Piping | 24 | PCE | Germany | [5 empty] | 77043 | 2318 | S-2318-0004-A-23-3542-00244244-N | 2500 | 1311.8 | 7.2 | 550 | 240 | 201 | SIK980000074304 | 23006427 |  | N | N
Polo | Weber Kraftwerkstechnik GmbH Berlin | TPPL | Linea del anillo Unit 23 | Annular Piping , Fuel oil Unit 23 | Muelle ondulado YSSB-0063-S17 en 1.4568 | wave Spring Washer in 1.4568 | 3542 | 23MB 303 | GT Piping | 24 | PCE | Germany | [5 empty] | 12004 | 2318 | S-2318-0004-A-23-3542-00244244-N | 2500 | 1311.8 | 0.24 | 550 | 240 | 201 | SIK980000074304 | 23006428 |  | N | N
Polo | Weber Kraftwerkstechnik GmbH Berlin | TPPL | Linea del anillo Unit 23 | Annular Piping , Fuel oil Unit 23 | Sostenedor de tubo Pos. 0176 en acero | holder Pos. 0176 | 3542 | 23MB 303 | GT Piping | 1 | PCE | Germany | [6 empty] | 2318 | S-2318-0004-A-23-3542-00244244-N | 2500 | 1311.8 | 3.5 | 550 | 240 | 201 | SIK980000074304 | 23006429 |  | N | N
Polo | Weber Kraftwerkstechnik GmbH Berlin | TPPL | Linea del anillo Unit 23 | Annular Piping , Fuel oil Unit 23 | tornillo hexagonal M12x45 en acero | Hexagon screw M12x45 in 8.8A3C Pos. 270 | 3542 | 23MB 303 | GT Piping | 4 | PCE | Germany | [6 empty] | 2318 | S-2318-0004-A-23-3542-00244244-N | 2500 | 1311.8 | 0.05 | 550 | 240 | 201 | SIK980000074304 | 23006450 |  | N | N
Polo | IIG Heizsysteme GmbH Marl | TPPL | Materiales para la calefacción eléctrica traza | Material for electrical heat tracing | cinta de calentamiento | heating tape | 3542 | 23MB 303 | GT Piping | 120 | MTR | Germany | [6 empty] | 2319 | S-2319-0001-A-23-3542-01204831-N | 270 | 125 | 15 | 207 | 92 | 86 | Begleitheizung Unit 23 | 23016210 |  | N | N
Polo | IIG Heizsysteme GmbH Marl | TPPL | Materiales para la calefacción eléctrica traza | Material for electrical heat tracing | cables de alimentación | Power Cable | 3542 | 23MB 303 | GT Piping | 150 | MTR | Germany | [6 empty] | 2319 | S-2319-0001-A-23-3542-01204831-N | 270 | 125 | 25 | 207 | 92 | 86 | Begleitheizung Unit 23 | 23016211 |  | N | N
Polo | IIG Heizsysteme GmbH Marl | TPPL | Materiales para la calefacción eléctrica traza | Material for electrical heat tracing | férulas | Ferrule | 3542 | 23MB 303 | GT Piping | 100 | PCE | Germany | [6 empty] | 2319 | S-2319-0001-A-23-3542-01204831-N | 270 | 125 | 1 | 207 | 92 | 86 | Begleitheizung Unit 23 | 23016218 |  | N | N
Polo | IIG Heizsysteme GmbH Marl | TPPL | Materiales para la calefacción eléctrica traza | Material for electrical heat tracing | Gabinete incl. Estante | Power Control Panel incl.Rack | 3542 | 23MB 303 | GT Piping | 1 | PCE | Germany | [6 empty] | 2319 | S-2319-0001-A-23-3542-01204831-N | 270 | 125 | 42 | 207 | 92 | 86 | Begleitheizung Unit 23 | 23016219 |  | N | N
Polo | IIG Heizsysteme GmbH Marl | TPPL | Materiales para la calefacción eléctrica traza | Material for electrical heat tracing | Cinta de calentamiento de piezas de repuesto | Heating Tape Spare Part | 3542 | 23MB 303 | GT Piping | 15 | MTR | Germany | [6 empty] | 2319 | S-2319-0001-A-23-3542-01204831-N | 270 | 125 | 3 | 207 | 92 | 86 | Begleitheizung Unit 23 | 23016212 |  | N | N
Polo | IIG Heizsysteme GmbH Marl | TPPL | Materiales para la calefacción eléctrica traza | Material for electrical heat tracing | Piezas de graduación Set | Connection- and End Seal Kit Spare Part | 3542 | 23MB 303 | GT Piping | 1 | PCE | Germany | [6 empty] | 2319 | S-2319-0001-A-23-3542-01204831-N | 270 | 125 | 1 | 207 | 92 | 86 | Begleitheizung Unit 23 | 23016220 |  | N | N
Polo | IIG Heizsysteme GmbH Marl | TPPL | Materiales para la calefacción eléctrica traza | Material for electrical heat tracing | Caja de empalme de piezas de repuesto | Connection Box Spare Part | 3542 | 23MB 303 | GT Piping | 1 | PCE | Germany | [6 empty] | 2319 | S-2319-0001-A-23-3542-01204831-N | 270 | 125 | 2 | 207 | 92 | 86 | Begleitheizung Unit 23 | 23016221 |  | N | N
Polo | IIG Heizsysteme GmbH Marl | TPPL | Materiales para la calefacción eléctrica traza | Material for electrical heat tracing | Lámina adhesiva de aluminio piezas de repuesto | Aluminium Tape Spare Part | 3542 | 23MB 303 | GT Piping | 1 | RO | Germany | [6 empty] | 2319 | S-2319-0001-A-23-3542-01204831-N | 270 | 125 | 1 | 207 | 92 | 86 | Begleitheizung Unit 23 | 23016209 |  | N | N
Polo | IIG Heizsysteme GmbH Marl | TPPL | Materiales para la calefacción eléctrica traza | Material for electrical heat tracing | Repuestos filamento | Glass Fiber Tape Spare Part | 3542 | 23MB 303 | GT Piping | 1 | RO | Italy | [6 empty] | 2319 | S-2319-0001-A-23-3542-01204831-N | 270 | 125 | 1 | 207 | 92 | 86 | Begleitheizung Unit 23 | 23016224 |  | N | N
Polo | IIG Heizsysteme GmbH Marl | TPPL | Materiales para la calefacción eléctrica traza | Material for electrical heat tracing | Conjunto de graduación | Connection and End Seal Kit | 3542 | 23MB 303 | GT Piping | 12 | PCE | Germany | [6 empty] | 2319 | S-2319-0001-A-23-3542-01204831-N | 270 | 125 | 5 | 207 | 92 | 86 | Begleitheizung Unit 23 | 23016213 |  | N | N
Polo | IIG Heizsysteme GmbH Marl | TPPL | Materiales para la calefacción eléctrica traza | Material for electrical heat tracing | Kit de entrada de aislamiento | Insulation Entry Kit | 3542 | 23MB 303 | GT Piping | 24 | PCE | Germany | [6 empty] | 2319 | S-2319-0001-A-23-3542-01204831-N | 270 | 125 | 3 | 207 | 92 | 86 | Begleitheizung Unit 23 | 23016214 |  | N | N
Polo | IIG Heizsysteme GmbH Marl | TPPL | Materiales para la calefacción eléctrica traza | Material for electrical heat tracing | caja de conexiones | Connection Box | 3542 | 23MB 303 | GT Piping | 6 | PCE | Germany | [6 empty] | 2319 | S-2319-0001-A-23-3542-01204831-N | 270 | 125 | 15 | 207 | 92 | 86 | Begleitheizung Unit 23 | 23016215 |  | N | N
Polo | IIG Heizsysteme GmbH Marl | TPPL | Materiales para la calefacción eléctrica traza | Material for electrical heat tracing | apoyo | Support Bracket | 3542 | 23MB 303 | GT Piping | 6 | PCE | Germany | [6 empty] | 2319 | S-2319-0001-A-23-3542-01204831-N | 270 | 125 | 6 | 207 | 92 | 86 | Begleitheizung Unit 23 | 23016216 |  | N | N
Polo | IIG Heizsysteme GmbH Marl | TPPL | Materiales para la calefacción eléctrica traza | Material for electrical heat tracing | abrazadera de montaje | Fixing Strap | 3542 | 23MB 303 | GT Piping | 12 | PCE | France | [6 empty] | 2319 | S-2319-0001-A-23-3542-01204831-N | 270 | 125 | 2 | 207 | 92 | 86 | Begleitheizung Unit 23 | 23016222 |  | N | N
Polo | IIG Heizsysteme GmbH Marl | TPPL | Materiales para la calefacción eléctrica traza | Material for electrical heat tracing | Película adhesiva de aluminio | Aluminium Tape | 3542 | 23MB 303 | GT Piping | 3 | RO | Germany | [6 empty] | 2319 | S-2319-0001-A-23-3542-01204831-N | 270 | 125 | 1 | 207 | 92 | 86 | Begleitheizung Unit 23 | 23016208 |  | N | N
Polo | IIG Heizsysteme GmbH Marl | TPPL | Materiales para la calefacción eléctrica traza | Material for electrical heat tracing | filamento | Glass Fiber Tape | 3542 | 23MB 303 | GT Piping | 5 | RO | Italy | [6 empty] | 2319 | S-2319-0001-A-23-3542-01204831-N | 270 | 125 | 1 | 207 | 92 | 86 | Begleitheizung Unit 23 | 23016223 |  | N | N
Polo | IIG Heizsysteme GmbH Marl | TPPL | Materiales para la calefacción eléctrica traza | Material for electrical heat tracing | signos | Warning Label | 3542 | 23MB 303 | GT Piping | 20 | PCE | Germany | [6 empty] | 2319 | S-2319-0001-A-23-3542-01204831-N | 270 | 125 | 1 | 207 | 92 | 86 | Begleitheizung Unit 23 | 23016217 |  | N | N
Polo | FAIST Anlagenbau GmbH Krumbach | TPMC | Perfil H para el filtro previo de seguridad contra caídas, regulador de presión, material de fijación, protección del compresor, compensador | H-Profil for Drop Save-Prefilter, Pressure Regulator, Fixing Material, Kompressor Shid, Compensator | Perfil H para el filtro previo de caída segura | H-Profil for Drop Save-Prefilter | 3551 | 23MBL304 | AIR INTAKE SYSTEM | 456 | PCE | Germany |  | 23MBL |  | 1 |  |  | 2321 | S-2321-0001-A-23-3551-00234961-N | 2790 | 1761.27 | 228 | 370 | 200 | 293 | Polo 23MBL Erection Material | 22695578 |  | N | N
Polo | FAIST Anlagenbau GmbH Krumbach | TPMC | Perfil H para el filtro previo de seguridad contra caídas, regulador de presión, material de fijación, protección del compresor, compensador | H-Profil for Drop Save-Prefilter, Pressure Regulator, Fixing Material, Kompressor Shid, Compensator | Boquilla hexagona M igual a Figura 280 G1 1/4" A4 | hexagon nipple M equal Figur 280 G1 1/4" A4 | 3551 | 23MBL304 | AIR INTAKE SYSTEM | 1 | PCE | Germany |  | 23MBL |  | 1 |  |  | 2321 | S-2321-0001-A-23-3551-00234961-N | 2790 | 1761.27 | 0.01 | 370 | 200 | 293 | Polo 23MBL Erection Material | 22695573 |  | N | N
Polo | FAIST Anlagenbau GmbH Krumbach | TPMC | Perfil H para el filtro previo de seguridad contra caídas, regulador de presión, material de fijación, protección del compresor, compensador | H-Profil for Drop Save-Prefilter, Pressure Regulator, Fixing Material, Kompressor Shid, Compensator | Regulador de presión DR7640G-16, G1 1/4" | Pressure Regulator DR7640G-16, G1 1/4" | 3551 | 23MBL304 | AIR INTAKE SYSTEM | 1 | PCE | Germany |  | 23MBL |  | 1 |  |  | 2321 | S-2321-0001-A-23-3551-00234961-N | 2790 | 1761.27 | 5.26 | 370 | 200 | 293 | Polo 23MBL Erection Material | 22695572 |  | N | N
Polo | FAIST Anlagenbau GmbH Krumbach | TPMC | Perfil H para el filtro previo de seguridad contra caídas, regulador de presión, material de fijación, protección del compresor, compensador | H-Profil for Drop Save-Prefilter, Pressure Regulator, Fixing Material, Kompressor Shid, Compensator | Tornillo de extensión M27x110 +1 Tuerca de forma L DIN 2510 1.4923 | Extension screw M27x110 +1 Nut Form L DIN 2510 1.4923 | 3551 | 23MBL304 | AIR INTAKE SYSTEM | 12 | PCE | Germany |  | 23MBL |  | 1 |  |  | 2321 | S-2321-0001-A-23-3551-00234961-N | 2790 | 1761.27 | 8.4 | 370 | 200 | 293 | Polo 23MBL Erection Material | 22695574 |  | N | N
Polo | FAIST Anlagenbau GmbH Krumbach | TPMC | Perfil H para el filtro previo de seguridad contra caídas, regulador de presión, material de fijación, protección del compresor, compensador | H-Profil for Drop Save-Prefilter, Pressure Regulator, Fixing Material, Kompressor Shid, Compensator | Tornillo de extensión M27x170 +2 Tuercas de forma L DIN 2510 1.4923 | Extension screw M27x170 +2 Nuts Form L DIN 2510 1.4923 | 3551 | 23MBL304 | AIR INTAKE SYSTEM | 24 | PCE | Germany |  | 23MBL |  | 1 |  |  | 2321 | S-2321-0001-A-23-3551-00234961-N | 2790 | 1761.27 | 26.4 | 370 | 200 | 293 | Polo 23MBL Erection Material | 22695575 |  | N | N
Polo | FAIST Anlagenbau GmbH Krumbach | TPMC | Perfil H para el filtro previo de seguridad contra caídas, regulador de presión, material de fijación, protección del compresor, compensador | H-Profil for Drop Save-Prefilter, Pressure Regulator, Fixing Material, Kompressor Shid, Compensator | Tornillo de extensión M27x140 +2 Tuercas de forma L DIN 2510 1.4923 | Extension screw M27x140 +2 Nuts Form L DIN 2510 1.4923 | 3551 | 23MBL304 | AIR INTAKE SYSTEM | 24 | PCE | Germany |  | 23MBL |  | 1 |  |  | 2321 | S-2321-0001-A-23-3551-00234961-N | 2790 | 1761.27 | 21.6 | 370 | 200 | 293 | Polo 23MBL Erection Material | 22695576 |  | N | N
Polo | FAIST Anlagenbau GmbH Krumbach | TPMC | Perfil H para el filtro previo de seguridad contra caídas, regulador de presión, material de fijación, protección del compresor, compensador | H-Profil for Drop Save-Prefilter, Pressure Regulator, Fixing Material, Kompressor Shid, Compensator | Tornillo de extensión M24x120 +2 Tuercas de forma L DIN 2510 1.4923 | Extension screw M24x120 +2 Nuts Form L DIN 2510 1.4923 | 3551 | 23MBL304 | AIR INTAKE SYSTEM | 16 | PCE | Germany |  | 23MBL |  | 1 |  |  | 2321 | S-2321-0001-A-23-3551-00234961-N | 2790 | 1761.27 | 9.6 | 370 | 200 | 293 | Polo 23MBL Erection Material | 22695577 |  | N | N
Polo | FAIST Anlagenbau GmbH Krumbach | TPMC | Perfil H para el filtro previo de seguridad contra caídas, regulador de presión, material de fijación, protección del compresor, compensador | H-Profil for Drop Save-Prefilter, Pressure Regulator, Fixing Material, Kompressor Shid, Compensator | Compresor Skid | Kompressor Skid | 3551 | 23MBL304 | AIR INTAKE SYSTEM | 1 | SET | Germany |  | 23MBL |  | 1 |  |  | 2321 | S-2321-0001-A-23-3551-00234961-N | 2790 | 1761.27 | 1425 | 370 | 200 | 293 | Polo 23MBL Erection Material | 22695571 |  | N | N
Polo | FAIST Anlagenbau GmbH Krumbach | TPMC | Perfil H para el filtro previo de seguridad contra caídas, regulador de presión, material de fijación, protección del compresor, compensador | H-Profil for Drop Save-Prefilter, Pressure Regulator, Fixing Material, Kompressor Shid, Compensator | Compensador | Compensator | 3551 | 23MBL304 | AIR INTAKE SYSTEM | 1 | PCE | Germany |  | 23MBL |  | 1 |  |  | 2321 | S-2321-0001-A-23-3551-00234961-N | 2790 | 1761.27 | 37 | 370 | 200 | 293 | Polo 23MBL Erection Material | 22695579 |  | N | N
Polo | FAIST Anlagenbau GmbH Krumbach | TPMC | LISTÓN DE AGUANTE | WEATHER LOUVRE | 1 AJUSTE DE TIEMPO LOUVRE (para módulo 1) | 1 SET WEATHER LOUVRE (for 1 Module) | 3551 | 23MBL304 | AIR INTAKE SYSTEM | 2 | SET | Germany |  | 23MBL |  | 9 |  |  | 2321 | S-2321-0002-A-23-3551-00234961-N | 1705 | 1074 | 1074 | 325 | 201 | 173 | Polo 23MBL Erection Material | 22696291 |  | N | N
Polo | FAIST Anlagenbau GmbH Krumbach | TPMC | FILTRO POR IMPULSOS | PULSE FILTER | FILTRO DE IMPULSOS Dm 408 x 800/48mm/449/140 | PULSE FILTER Dm 408 x 800/48mm/449/140 | 3551 | 23MBL304 | AIR INTAKE SYSTEM | 120 | PCE | Germany |  | 23MBL |  | 11 |  |  | 2321 | S-2321-0003-A-23-3551-00234961-N | 2500 | 1320 | 1320 | 455 | 220 | 285 | Polo 23MBL Erection Material | 22695595 |  | N | N
Polo | FAIST Anlagenbau GmbH Krumbach | TPMC | FILTRO POR IMPULSOS | PULSE FILTER | FILTRO DE IMPULSOS Dm 408 x 800/48mm/449/140 | PULSE FILTER Dm 408 x 800/48mm/449/140 | 3551 | 23MBL304 | AIR INTAKE SYSTEM | 120 | PCE | Germany |  | 23MBL |  | 12 |  |  | 2321 | S-2321-0004-A-23-3551-00234961-N | 2500 | 1320 | 1320 | 455 | 220 | 285 | Polo 23MBL Erection Material | 22695596 |  | N | N
Polo | FAIST Anlagenbau GmbH Krumbach | TPMC | FILTRO POR IMPULSOS | PULSE FILTER | FILTRO DE IMPULSOS Dm 408 x 800/48mm/449/140 | PULSE FILTER Dm 408 x 800/48mm/449/140 | 3551 | 23MBL304 | AIR INTAKE SYSTEM | 120 | PCE | Germany |  | 23MBL |  | 13 |  |  | 2321 | S-2321-0005-A-23-3551-00234961-N | 2500 | 1320 | 1320 | 455 | 220 | 285 | Polo 23MBL Erection Material | 22695597 |  | N | N
Polo | FAIST Anlagenbau GmbH Krumbach | TPMC | FILTRO POR IMPULSOS | PULSE FILTER | FILTRO DE IMPULSOS Dm 408 x 800/48mm/449/140 | PULSE FILTER Dm 408 x 800/48mm/449/140 | 3551 | 23MBL304 | AIR INTAKE SYSTEM | 120 | PCE | Germany |  | 23MBL |  | 14 |  |  | 2321 | S-2321-0006-A-23-3551-00234961-N | 2500 | 1320 | 1320 | 455 | 220 | 285 | Polo 23MBL Erection Material | 22695598 |  | N | N
Polo | FAIST Anlagenbau GmbH Krumbach | TPMC | FILTRO POR IMPULSOS | PULSE FILTER | FILTRO DE IMPULSOS Dm 408 x 800/48mm/449/140 | PULSE FILTER Dm 408 x 800/48mm/449/140 | 3551 | 23MBL304 | AIR INTAKE SYSTEM | 120 | PCE | Germany |  | 23MBL |  | 15 |  |  | 2321 | S-2321-0007-A-23-3551-00234961-N | 2350 | 1320 | 1320 | 455 | 220 | 165 | Polo 23MBL Erection Material | 22695599 |  | N | N
Polo | FAIST Anlagenbau GmbH Krumbach | TPMC | FILTRO POR IMPULSOS | PULSE FILTER | FILTRO DE IMPULSOS Dm 408 x 800/48mm/449/140 | PULSE FILTER Dm 408 x 800/48mm/449/140 | 3551 | 23MBL304 | AIR INTAKE SYSTEM | 120 | PCE | Germany |  | 23MBL |  | 16 |  |  | 2321 | S-2321-0008-A-23-3551-00234961-N | 2350 | 1320 | 1320 | 455 | 220 | 265 | Polo 23MBL Erection Material | 22695600 |  | N | N
Polo | FAIST Anlagenbau GmbH Krumbach | TPMC | FILTRO POR IMPULSOS | PULSE FILTER | FILTRO DE IMPULSOS Dm 408 x 800/48mm/449/140 | PULSE FILTER Dm 408 x 800/48mm/449/140 | 3551 | 23MBL304 | AIR INTAKE SYSTEM | 120 | PCE | Germany |  | 23MBL |  | 17 |  |  | 2321 | S-2321-0009-A-23-3551-00234961-N | 2350 | 1320 | 1320 | 455 | 220 | 265 | Polo 23MBL Erection Material | 22695601 |  | N | N
Polo | FAIST Anlagenbau GmbH Krumbach | TPMC | FILTRO POR IMPULSOS | PULSE FILTER | FILTRO DE IMPULSOS Dm 408 x 800/48mm/449/140 | PULSE FILTER Dm 408 x 800/48mm/449/140 | 3551 | 23MBL304 | AIR INTAKE SYSTEM | 120 | PCE | Germany |  | 23MBL |  | 18 |  |  | 2321 | S-2321-0010-A-23-3551-00234961-N | 2350 | 1320 | 1320 | 455 | 220 | 265 | Polo 23MBL Erection Material | 22695602 |  | N | N
Polo | FAIST Anlagenbau GmbH Krumbach | TPMC | FILTRO POR IMPULSOS | PULSE FILTER | FILTRO DE IMPULSOS Dm 408 x 800/48mm/449/140 | PULSE FILTER Dm 408 x 800/48mm/449/140 | 3551 | 23MBL304 | AIR INTAKE SYSTEM | 120 | PCE | Germany |  | 23MBL |  | 19 |  |  | 2321 | S-2321-0011-A-23-3551-00234961-N | 2350 | 1320 | 1320 | 455 | 220 | 265 | Polo 23MBL Erection Material | 22695603 |  | N | N
Polo | FAIST Anlagenbau GmbH Krumbach | TPMC | Material de fijación | Fixing Material | M30x105 10.9 DIN EN ISO 14399-4 TZN | M30x105 10.9 DIN EN ISO 14399-4 TZN | 3551 | 23MBL304 | AIR INTAKE SYSTEM | 60 | PCE | Germany |  | 23MBL |  | 2 |  |  | 2321 | S-2321-0012-A-23-3551-00234961-N | 2495 | 1622.685 | 54 | 270 | 145 | 178 | Polo 23MBL Erection Material | 22695629 |  | N | N
Polo | FAIST Anlagenbau GmbH Krumbach | TPMC | Material de fijación | Fixing Material | Tuerca M30 - 10 DIN EN ISO 14399-4 | nut M30 - 10 DIN EN ISO 14399-4 | 3551 | 23MBL304 | AIR INTAKE SYSTEM | 60 | PCE | Germany |  | 23MBL |  | 2 |  |  | 2321 | S-2321-0012-A-23-3551-00234961-N | 2495 | 1622.685 | 18 | 270 | 145 | 178 | Polo 23MBL Erection Material | 22695630 |  | N | N
Polo | FAIST Anlagenbau GmbH Krumbach | TPMC | Material de fijación | Fixing Material | Arandela 31 DIN EN ISO 14399-6 | Washer 31 DIN EN ISO 14399-6 | 3551 | 23MBL304 | AIR INTAKE SYSTEM | 120 | PCE | Germany |  | 23MBL |  | 2 |  |  | 2321 | S-2321-0012-A-23-3551-00234961-N | 2495 | 1622.685 | 7.56 | 270 | 145 | 178 | Polo 23MBL Erection Material | 22695631 |  | N | N
Polo | FAIST Anlagenbau GmbH Krumbach | TPMC | Material de fijación | Fixing Material | M27x100 10.9 DIN EN ISO 14399-4 TZN | M27x100 10.9 DIN EN ISO 14399-4 TZN | 3551 | 23MBL304 | AIR INTAKE SYSTEM | 12 | PCE | Germany |  | 23MBL |  | 2 |  |  | 2321 | S-2321-0012-A-23-3551-00234961-N | 2495 | 1622.685 | 6.12 | 270 | 145 | 178 | Polo 23MBL Erection Material | 22695632 |  | N | N
Polo | FAIST Anlagenbau GmbH Krumbach | TPMC | Material de fijación | Fixing Material | Tuerca M27 - 10 DIN EN ISO 14399-4 | nut M27 - 10 DIN EN ISO 14399-4 | 3551 | 23MBL304 | AIR INTAKE SYSTEM | 12 | PCE | Germany |  | 23MBL |  | 2 |  |  | 2321 | S-2321-0012-A-23-3551-00234961-N | 2495 | 1622.685 | 2.688 | 270 | 145 | 178 | Polo 23MBL Erection Material | 22695633 |  | N | N
Polo | FAIST Anlagenbau GmbH Krumbach | TPMC | Material de fijación | Fixing Material | Arandela 28 DIN EN ISO 14399-6 | washer 28 DIN EN ISO 14399-6 | 3551 | 23MBL304 | AIR INTAKE SYSTEM | 24 | PCE | Germany |  | 23MBL |  | 2 |  |  | 2321 | S-2321-0012-A-23-3551-00234961-N | 2495 | 1622.685 | 1.205 | 270 | 145 | 178 | Polo 23MBL Erection Material | 22695634 |  | N | N
Polo | FAIST Anlagenbau GmbH Krumbach | TPMC | Material de fijación | Fixing Material | M24x95 10.9 DIN EN ISO 14399-4 TZN | M24x95 10.9 DIN EN ISO 14399-4 TZN | 3551 | 23MBL304 | AIR INTAKE SYSTEM | 156 | PCE | Germany |  | 23MBL |  | 2 |  |  | 2321 | S-2321-0012-A-23-3551-00234961-N | 2495 | 1622.685 | 74.1 | 270 | 145 | 178 | Polo 23MBL Erection Material | 22695635 |  | N | N
Polo | FAIST Anlagenbau GmbH Krumbach | TPMC | Material de fijación | Fixing Material | Tuerca M24 - 10 DIN EN ISO 14399-4 | nut M24 - 10 DIN EN ISO 14399-4 | 3551 | 23MBL304 | AIR INTAKE SYSTEM | 156 | PCE | Germany |  | 23MBL |  | 2 |  |  | 2321 | S-2321-0012-A-23-3551-00234961-N | 2495 | 1622.685 | 25.428 | 270 | 145 | 178 | Polo 23MBL Erection Material | 22695636 |  | N | N
Polo | FAIST Anlagenbau GmbH Krumbach | TPMC | Material de fijación | Fixing Material | Arandela 25 DIN EN ISO 14399-6 | Washer 25 DIN EN ISO 14399-6 | 3551 | 23MBL304 | AIR INTAKE SYSTEM | 312 | PCE | Germany |  | 23MBL |  | 2 |  |  | 2321 | S-2321-0012-A-23-3551-00234961-N | 2495 | 1622.685 | 9.547 | 270 | 145 | 178 | Polo 23MBL Erection Material | 22695654 |  | N | N
Polo | FAIST Anlagenbau GmbH Krumbach | TPMC | Material de fijación | Fixing Material | M20x90 10.9 DIN EN ISO 14399-4 TZN | M20x90 10.9 DIN EN ISO 14399-4 TZN | 3551 | 23MBL304 | AIR INTAKE SYSTEM | 16 | PCE | Germany |  | 23MBL |  | 2 |  |  | 2321 | S-2321-0012-A-23-3551-00234961-N | 2495 | 1622.685 | 4.768 | 270 | 145 | 178 | Polo 23MBL Erection Material | 22695655 |  | N | N
Polo | FAIST Anlagenbau GmbH Krumbach | TPMC | Material de fijación | Fixing Material | M20x85 10.9 DIN EN ISO 14399-4 TZN | M20x85 10.9 DIN EN ISO 14399-4 TZN | 3551 | 23MBL304 | AIR INTAKE SYSTEM | 212 | PCE | Germany |  | 23MBL |  | 2 |  |  | 2321 | S-2321-0012-A-23-3551-00234961-N | 2495 | 1622.685 | 61.056 | 270 | 145 | 178 | Polo 23MBL Erection Material | 22695656 |  | N | N
Polo | FAIST Anlagenbau GmbH Krumbach | TPMC | Material de fijación | Fixing Material | Tuerca M20 - 10 DIN EN ISO 14399-4 | nut M20 - 10 DIN EN ISO 14399-4 | 3551 | 23MBL304 | AIR INTAKE SYSTEM | 228 | PCE | Germany |  | 23MBL |  | 2 |  |  | 2321 | S-2321-0012-A-23-3551-00234961-N | 2495 | 1622.685 | 16.849 | 270 | 145 | 178 | Polo 23MBL Erection Material | 22695657 |  | N | N
Polo | FAIST Anlagenbau GmbH Krumbach | TPMC | Material de fijación | Fixing Material | Arandela 21 DIN EN ISO EN 14399-6 | washer 21 DIN EN ISO EN 14399-6 | 3551 | 23MBL304 | AIR INTAKE SYSTEM | 456 | PCE | Germany |  | 23MBL |  | 2 |  |  | 2321 | S-2321-0012-A-23-3551-00234961-N | 2495 | 1622.685 | 8.938 | 270 | 145 | 178 | Polo 23MBL Erection Material | 22695658 |  | N | N
Polo | FAIST Anlagenbau GmbH Krumbach | TPMC | Material de fijación | Fixing Material | M24x100 - 8.8 DIN EN ISO 4017 TZN | M24x100 - 8.8 DIN EN ISO 4017 TZN | 3551 | 23MBL304 | AIR INTAKE SYSTEM | 8 | PCE | Germany |  | 23MBL |  | 2 |  |  | 2321 | S-2321-0012-A-23-3551-00234961-N | 2495 | 1622.685 | 3.44 | 270 | 145 | 178 | Polo 23MBL Erection Material | 22695659 |  | N | N
Polo | FAIST Anlagenbau GmbH Krumbach | TPMC | Material de fijación | Fixing Material | M24x80 ¿ 10.9 DIN EN ISO 4017 TZN | M24x80 ¿ 10.9 DIN EN ISO 4017 TZN | 3551 | 23MBL304 | AIR INTAKE SYSTEM | 24 | PCE | Germany |  | 23MBL |  | 2 |  |  | 2321 | S-2321-0012-A-23-3551-00234961-N | 2495 | 1622.685 | 8.712 | 270 | 145 | 178 | Polo 23MBL Erection Material | 22695660 |  | N | N
Polo | FAIST Anlagenbau GmbH Krumbach | TPMC | Material de fijación | Fixing Material | M24x70 - 8.8 DIN EN ISO 4017 TZN | M24x70 - 8.8 DIN EN ISO 4017 TZN | 3551 | 23MBL304 | AIR INTAKE SYSTEM | 64 | PCE | Germany |  | 23MBL |  | 2 |  |  | 2321 | S-2321-0012-A-23-3551-00234961-N | 2495 | 1622.685 | 21.376 | 270 | 145 | 178 | Polo 23MBL Erection Material | 22695661 |  | N | N
Polo | FAIST Anlagenbau GmbH Krumbach | TPMC | Material de fijación | Fixing Material | Tuerca ISO 4032 - M24 - 8 | nut ISO 4032 - M24 - 8 | 3551 | 23MBL304 | AIR INTAKE SYSTEM | 72 | PCE | Germany |  | 23MBL |  | 2 |  |  | 2321 | S-2321-0012-A-23-3551-00234961-N | 2495 | 1622.685 | 7.92 | 270 | 145 | 178 | Polo 23MBL Erection Material | 22695662 |  | N | N
Polo | FAIST Anlagenbau GmbH Krumbach | TPMC | Material de fijación | Fixing Material | Arandela A 25 DIN EN ISO 7089 TZN | washer A 25 DIN EN ISO 7089 TZN | 3551 | 23MBL304 | AIR INTAKE SYSTEM | 192 | PCE | Germany |  | 23MBL |  | 2 |  |  | 2321 | S-2321-0012-A-23-3551-00234961-N | 2495 | 1622.685 | 6.202 | 270 | 145 | 178 | Polo 23MBL Erection Material | 22695663 |  | N | N
Polo | FAIST Anlagenbau GmbH Krumbach | TPMC | Material de fijación | Fixing Material | M20x80 - 8.8 DIN EN ISO 4017 TZN | M20x80 - 8.8 DIN EN ISO 4017 TZN | 3551 | 23MBL304 | AIR INTAKE SYSTEM | 8 | PCE | Germany |  | 23MBL |  | 2 |  |  | 2321 | S-2321-0012-A-23-3551-00234961-N | 2495 | 1622.685 | 1.92 | 270 | 145 | 178 | Polo 23MBL Erection Material | 22695664 |  | N | N
Polo | FAIST Anlagenbau GmbH Krumbach | TPMC | Material de fijación | Fixing Material | M20x70 - 8.8 DIN EN ISO 4017 TZN | M20x70 - 8.8 DIN EN ISO 4017 TZN | 3551 | 23MBL304 | AIR INTAKE SYSTEM | 4 | PCE | Germany |  | 23MBL |  | 2 |  |  | 2321 | S-2321-0012-A-23-3551-00234961-N | 2495 | 1622.685 | 0.94 | 270 | 145 | 178 | Polo 23MBL Erection Material | 22695665 |  | N | N
Polo | FAIST Anlagenbau GmbH Krumbach | TPMC | Material de fijación | Fixing Material | Tuerca ISO 4032 - M20 - 8 | nut ISO 4032 - M20 - 8 | 3551 | 23MBL304 | AIR INTAKE SYSTEM | 60 | PCE | Germany |  | 23MBL |  | 2 |  |  | 2321 | S-2321-0012-A-23-3551-00234961-N | 2495 | 1622.685 | 3.864 | 270 | 145 | 178 | Polo 23MBL Erection Material | 22695666 |  | N | N
Polo | FAIST Anlagenbau GmbH Krumbach | TPMC | Material de fijación | Fixing Material | Arandela A 21 DIN EN ISO 7089 TZN | washer A 21 DIN EN ISO 7089 TZN | 3551 | 23MBL304 | AIR INTAKE SYSTEM | 120 | PCE | Germany |  | 23MBL |  | 2 |  |  | 2321 | S-2321-0012-A-23-3551-00234961-N | 2495 | 1622.685 | 2.04 | 270 | 145 | 178 | Polo 23MBL Erection Material | 22695667 |  | N | N
Polo | FAIST Anlagenbau GmbH Krumbach | TPMC | Material de fijación | Fixing Material | M16x60 - 8.8 DIN EN ISO 4017 TZN | M16x60 - 8.8 DIN EN ISO 4017 TZN | 3551 | 23MBL304 | AIR INTAKE SYSTEM | 4 | PCE | Germany |  | 23MBL |  | 2 |  |  | 2321 | S-2321-0012-A-23-3551-00234961-N | 2495 | 1622.685 | 0.468 | 270 | 145 | 178 | Polo 23MBL Erection Material | 22695668 |  | N | N
Polo | FAIST Anlagenbau GmbH Krumbach | TPMC | Material de fijación | Fixing Material | M16x50 - 8.8 DIN EN ISO 4017 TZN | M16x50 - 8.8 DIN EN ISO 4017 TZN | 3551 | 23MBL304 | AIR INTAKE SYSTEM | 16 | PCE | Germany |  | 23MBL |  | 2 |  |  | 2321 | S-2321-0012-A-23-3551-00234961-N | 2495 | 1622.685 | 1.648 | 270 | 145 | 178 | Polo 23MBL Erection Material | 22695669 |  | N | N
Polo | FAIST Anlagenbau GmbH Krumbach | TPMC | Material de fijación | Fixing Material | Tuerca ISO 4032 - M16 - 8 | nut ISO 4032 - M16 - 8 | 3551 | 23MBL304 | AIR INTAKE SYSTEM | 20 | PCE | Germany |  | 23MBL |  | 2 |  |  | 2321 | S-2321-0012-A-23-3551-00234961-N | 2495 | 1622.685 | 0.666 | 270 | 145 | 178 | Polo 23MBL Erection Material | 22695670 |  | N | N
Polo | FAIST Anlagenbau GmbH Krumbach | TPMC | Material de fijación | Fixing Material | Arandela A 17 DIN EN ISO 7089 TZN | washer A 17 DIN EN ISO 7089 TZN | 3551 | 23MBL304 | AIR INTAKE SYSTEM | 40 | PCE | Germany |  | 23MBL |  | 2 |  |  | 2321 | S-2321-0012-A-23-3551-00234961-N | 2495 | 1622.685 | 0.452 | 270 | 145 | 178 | Polo 23MBL Erection Material | 22695671 |  | N | N
Polo | FAIST Anlagenbau GmbH Krumbach | TPMC | Material de fijación | Fixing Material | M16x45 - 8.8 DIN EN ISO 4017 TZN | M16x45 - 8.8 DIN EN ISO 4017 TZN | 3551 | 23MBL304 | AIR INTAKE SYSTEM | 105 | PCE | Germany |  | 23MBL |  | 2 |  |  | 2321 | S-2321-0012-A-23-3551-00234961-N | 2495 | 1622.685 | 11.445 | 270 | 145 | 178 | Polo 23MBL Erection Material | 22695685 |  | N | N
Polo | FAIST Anlagenbau GmbH Krumbach | TPMC | Material de fijación | Fixing Material | Arandela A 17 DIN EN ISO 7089 TZN | Washer A 17 DIN EN ISO 7089 TZN | 3551 | 23MBL304 | AIR INTAKE SYSTEM | 162 | PCE | Germany |  | 23MBL |  | 2 |  |  | 2321 | S-2321-0012-A-23-3551-00234961-N | 2495 | 1622.685 | 1.782 | 270 | 145 | 178 | Polo 23MBL Erection Material | 22695686 |  | N | N
Polo | FAIST Anlagenbau GmbH Krumbach | TPMC | Material de fijación | Fixing Material | Tuerca M16 - 8.8 DIN EN ISO 4032 TZN | Nut M16 - 8.8 DIN EN ISO 4032 TZN | 3551 | 23MBL304 | AIR INTAKE SYSTEM | 109 | PCE | Germany |  | 23MBL |  | 2 |  |  | 2321 | S-2321-0012-A-23-3551-00234961-N | 2495 | 1622.685 | 4.36 | 270 | 145 | 178 | Polo 23MBL Erection Material | 22695687 |  | N | N
Polo | FAIST Anlagenbau GmbH Krumbach | TPMC | Material de fijación | Fixing Material | M12x110 - 8.8 DIN EN ISO 4014 TZN | M12x110 - 8.8 DIN EN ISO 4014 TZN | 3551 | 23MBL304 | AIR INTAKE SYSTEM | 4 | PCE | Germany |  | 23MBL |  | 2 |  |  | 2321 | S-2321-0012-A-23-3551-00234961-N | 2495 | 1622.685 | 0.456 | 270 | 145 | 178 | Polo 23MBL Erection Material | 22695688 |  | N | N
Polo | FAIST Anlagenbau GmbH Krumbach | TPMC | Material de fijación | Fixing Material | Arandela A 18 DIN 434 TZN | Washer A 18 DIN 434 TZN | 3551 | 23MBL304 | AIR INTAKE SYSTEM | 60 | PCE | Germany |  | 23MBL |  | 2 |  |  | 2321 | S-2321-0012-A-23-3551-00234961-N | 2495 | 1622.685 | 1.86 | 270 | 145 | 178 | Polo 23MBL Erection Material | 22695689 |  | N | N
Polo | FAIST Anlagenbau GmbH Krumbach | TPMC | Material de fijación | Fixing Material | M12x40 - 8.8 DIN EN ISO 4017 TZN | M12x40 - 8.8 DIN EN ISO 4017 TZN | 3551 | 23MBL304 | AIR INTAKE SYSTEM | 92 | PCE | Germany |  | 23MBL |  | 2 |  |  | 2321 | S-2321-0012-A-23-3551-00234961-N | 2495 | 1622.685 | 4.784 | 270 | 145 | 178 | Polo 23MBL Erection Material | 22695690 |  | N | N
Polo | FAIST Anlagenbau GmbH Krumbach | TPMC | Material de fijación | Fixing Material | Arandela A 13 DIN EN ISO 7089 TZN | Washer A 13 DIN EN ISO 7089 TZN | 3551 | 23MBL304 | AIR INTAKE SYSTEM | 172 | PCE | Germany |  | 23MBL |  | 2 |  |  | 2321 | S-2321-0012-A-23-3551-00234961-N | 2495 | 1622.685 | 1.032 | 270 | 145 | 178 | Polo 23MBL Erection Material | 22695691 |  | N | N
Polo | FAIST Anlagenbau GmbH Krumbach | TPMC | Material de fijación | Fixing Material | Tuerca M12 - 8.8 DIN EN ISO 4032 TZN | Nut M12 - 8.8 DIN EN ISO 4032 TZN | 3551 | 23MBL304 | AIR INTAKE SYSTEM | 92 | PCE | Germany |  | 23MBL |  | 2 |  |  | 2321 | S-2321-0012-A-23-3551-00234961-N | 2495 | 1622.685 | 1.472 | 270 | 145 | 178 | Polo 23MBL Erection Material | 22695692 |  | N | N
Polo | FAIST Anlagenbau GmbH Krumbach | TPMC | Material de fijación | Fixing Material | Arandela A 14 DIN 434 TZN | Washer A 14 DIN 434 TZN | 3551 | 23MBL304 | AIR INTAKE SYSTEM | 12 | PCE | Germany |  | 23MBL |  | 2 |  |  | 2321 | S-2321-0012-A-23-3551-00234961-N | 2495 | 1622.685 | 0.372 | 270 | 145 | 178 | Polo 23MBL Erection Material | 22695693 |  | N | N
Polo | FAIST Anlagenbau GmbH Krumbach | TPMC | Material de fijación | Fixing Material | M16x65 - 8.8 DIN EN ISO 4017 TZN | M16x65 - 8.8 DIN EN ISO 4017 TZN | 3551 | 23MBL304 | AIR INTAKE SYSTEM | 4 | PCE | Germany |  | 23MBL |  | 2 |  |  | 2321 | S-2321-0012-A-23-3551-00234961-N | 2495 | 1622.685 | 0.564 | 270 | 145 | 178 | Polo 23MBL Erection Material | 22695694 |  | N | N
Polo | FAIST Anlagenbau GmbH Krumbach | TPMC | Material de fijación | Fixing Material | Pasador Fischer FAZ II M16x160 | Fischer Dowel FAZ II M16x160 | 3551 | 23MBL304 | AIR INTAKE SYSTEM | 4 | PCE | Germany |  | 23MBL |  | 2 |  |  | 2321 | S-2321-0012-A-23-3551-00234961-N | 2495 | 1622.685 | 1.136 | 270 | 145 | 178 | Polo 23MBL Erection Material | 22695695 |  | N | N
Polo | FAIST Anlagenbau GmbH Krumbach | TPMC | Material de fijación | Fixing Material | M12x40 - 8.8 DIN EN ISO 4017 TZN | M12x40 - 8.8 DIN EN ISO 4017 TZN | 3551 | 23MBL304 | AIR INTAKE SYSTEM | 20 | PCE | Germany |  | 23MBL |  | 2 |  |  | 2321 | S-2321-0012-A-23-3551-00234961-N | 2495 | 1622.685 | 1.04 | 270 | 145 | 178 | Polo 23MBL Erection Material | 22695696 |  | N | N
Polo | FAIST Anlagenbau GmbH Krumbach | TPMC | Material de fijación | Fixing Material | M16x40 - 8.8 DIN EN ISO 4017 TZN | M16x40 - 8.8 DIN EN ISO 4017 TZN | 3551 | 23MBL304 | AIR INTAKE SYSTEM | 20 | PCE | Germany |  | 23MBL |  | 2 |  |  | 2321 | S-2321-0012-A-23-3551-00234961-N | 2495 | 1622.685 | 2.02 | 270 | 145 | 178 | Polo 23MBL Erection Material | 22695697 |  | N | N
Polo | FAIST Anlagenbau GmbH Krumbach | TPMC | Material de fijación | Fixing Material | M16x50 - 8.8 DIN EN ISO 4017 TZN | M16x50 - 8.8 DIN EN ISO 4017 TZN | 3551 | 23MBL304 | AIR INTAKE SYSTEM | 10 | PCE | Germany |  | 23MBL |  | 2 |  |  | 2321 | S-2321-0012-A-23-3551-00234961-N | 2495 | 1622.685 | 1.17 | 270 | 145 | 178 | Polo 23MBL Erection Material | 22695698 |  | N | N
Polo | FAIST Anlagenbau GmbH Krumbach | TPMC | Material de fijación | Fixing Material | M16x55 - 8.8 DIN EN ISO 4017 TZN | M16x55 - 8.8 DIN EN ISO 4017 TZN | 3551 | 23MBL304 | AIR INTAKE SYSTEM | 5 | PCE | Germany |  | 23MBL |  | 2 |  |  | 2321 | S-2321-0012-A-23-3551-00234961-N | 2495 | 1622.685 | 0.625 | 270 | 145 | 178 | Polo 23MBL Erection Material | 22695712 |  | N | N
Polo | FAIST Anlagenbau GmbH Krumbach | TPMC | Material de fijación | Fixing Material | M16x70 - 8.8 DIN EN ISO 4017 TZN | M16x70 - 8.8 DIN EN ISO 4017 TZN | 3551 | 23MBL304 | AIR INTAKE SYSTEM | 1 | PCE | Germany |  | 23MBL |  | 2 |  |  | 2321 | S-2321-0012-A-23-3551-00234961-N | 2495 | 1622.685 | 0.149 | 270 | 145 | 178 | Polo 23MBL Erection Material | 22695713 |  | N | N
Polo | FAIST Anlagenbau GmbH Krumbach | TPMC | Material de fijación | Fixing Material | M12x30 - 8.8 DIN EN ISO 4017 TZN | M12x30 - 8.8 DIN EN ISO 4017 TZN | 3551 | 23MBL304 | AIR INTAKE SYSTEM | 5 | PCE | Germany |  | 23MBL |  | 2 |  |  | 2321 | S-2321-0012-A-23-3551-00234961-N | 2495 | 1622.685 | 0.215 | 270 | 145 | 178 | Polo 23MBL Erection Material | 22695714 |  | N | N
Polo | FAIST Anlagenbau GmbH Krumbach | TPMC | Material de fijación | Fixing Material | Arandela A 31 DIN EN ISO 7089 TZN | Washer A 13 DIN EN ISO 7089 TZN | 3551 | 23MBL304 | AIR INTAKE SYSTEM | 50 | PCE | Germany |  | 23MBL |  | 2 |  |  | 2321 | S-2321-0012-A-23-3551-00234961-N | 2495 | 1622.685 | 0.3 | 270 | 145 | 178 | Polo 23MBL Erection Material | 22695715 |  | N | N
Polo | FAIST Anlagenbau GmbH Krumbach | TPMC | Material de fijación | Fixing Material | Arandela A 17 DIN EN ISO 7089 TZN | Washer A 17 DIN EN ISO 7089 TZN | 3551 | 23MBL304 | AIR INTAKE SYSTEM | 50 | PCE | Germany |  | 23MBL |  | 2 |  |  | 2321 | S-2321-0012-A-23-3551-00234961-N | 2495 | 1622.685 | 0.55 | 270 | 145 | 178 | Polo 23MBL Erection Material | 22695716 |  | N | N
Polo | FAIST Anlagenbau GmbH Krumbach | TPMC | Material de fijación | Fixing Material | Arandela A 18 DIN 434 TZN | Washer A 18 DIN 434 TZN | 3551 | 23MBL304 | AIR INTAKE SYSTEM | 5 | PCE | Germany |  | 23MBL |  | 2 |  |  | 2321 | S-2321-0012-A-23-3551-00234961-N | 2495 | 1622.685 | 0.155 | 270 | 145 | 178 | Polo 23MBL Erection Material | 22695717 |  | N | N
Polo | FAIST Anlagenbau GmbH Krumbach | TPMC | Material de fijación | Fixing Material | Tuerca M12 - 8 DIN EN ISO 4032 TZN | Nut M12 - 8 DIN EN ISO 4032 TZN | 3551 | 23MBL304 | AIR INTAKE SYSTEM | 25 | PCE | Germany |  | 23MBL |  | 2 |  |  | 2321 | S-2321-0012-A-23-3551-00234961-N | 2495 | 1622.685 | 0.4 | 270 | 145 | 178 | Polo 23MBL Erection Material | 22695718 |  | N | N
Polo | FAIST Anlagenbau GmbH Krumbach | TPMC | Material de fijación | Fixing Material | Tuerca M16 - 8 DIN EN ISO 4032 TZN | Nut M16 - 8 DIN EN ISO 4032 TZN | 3551 | 23MBL304 | AIR INTAKE SYSTEM | 20 | PCE | Germany |  | 23MBL |  | 2 |  |  | 2321 | S-2321-0012-A-23-3551-00234961-N | 2495 | 1622.685 | 0.8 | 270 | 145 | 178 | Polo 23MBL Erection Material | 22695719 |  | N | N
Polo | FAIST Anlagenbau GmbH Krumbach | TPMC | Material de fijación | Fixing Material | M12x30 - 8.8 DIN EN ISO 4017 TZN | M12x30 - 8.8 DIN EN ISO 4017 TZN | 3551 | 23MBL304 | AIR INTAKE SYSTEM | 8 | PCE | Germany |  | 23MBL |  | 2 |  |  | 2321 | S-2321-0012-A-23-3551-00234961-N | 2495 | 1622.685 | 0.344 | 270 | 145 | 178 | Polo 23MBL Erection Material | 22695720 |  | N | N
Polo | FAIST Anlagenbau GmbH Krumbach | TPMC | Material de fijación | Fixing Material | M12x40 - 8.8 DIN EN ISO 4017 TZN | M12x40 - 8.8 DIN EN ISO 4017 TZN | 3551 | 23MBL304 | AIR INTAKE SYSTEM | 34 | PCE | Germany |  | 23MBL |  | 2 |  |  | 2321 | S-2321-0012-A-23-3551-00234961-N | 2495 | 1622.685 | 1.768 | 270 | 145 | 178 | Polo 23MBL Erection Material | 22695721 |  | N | N
Polo | FAIST Anlagenbau GmbH Krumbach | TPMC | Material de fijación | Fixing Material | Arandela A 13 DIN EN ISO 7089 TZN | Washer A 13 DIN EN ISO 7089 TZN | 3551 | 23MBL304 | AIR INTAKE SYSTEM | 84 | PCE | Germany |  | 23MBL |  | 2 |  |  | 2321 | S-2321-0012-A-23-3551-00234961-N | 2495 | 1622.685 | 0.504 | 270 | 145 | 178 | Polo 23MBL Erection Material | 22695722 |  | N | N
Polo | FAIST Anlagenbau GmbH Krumbach | TPMC | Material de fijación | Fixing Material | Tuerca M12 - 8 DIN EN ISO 4032 TZN | Nut M12 - 8 DIN EN ISO 4032 TZN | 3551 | 23MBL304 | AIR INTAKE SYSTEM | 42 | PCE | Germany |  | 23MBL |  | 2 |  |  | 2321 | S-2321-0012-A-23-3551-00234961-N | 2495 | 1622.685 | 0.672 | 270 | 145 | 178 | Polo 23MBL Erection Material | 22695723 |  | N | N
Polo | FAIST Anlagenbau GmbH Krumbach | TPMC | Material de fijación | Fixing Material | M16x45 - 8.8 DIN EN ISO 4017 TZN | M16x45 - 8.8 DIN EN ISO 4017 TZN | 3551 | 23MBL304 | AIR INTAKE SYSTEM | 70 | PCE | Germany |  | 23MBL |  | 2 |  |  | 2321 | S-2321-0012-A-23-3551-00234961-N | 2495 | 1622.685 | 7.63 | 270 | 145 | 178 | Polo 23MBL Erection Material | 22695724 |  | N | N
Polo | FAIST Anlagenbau GmbH Krumbach | TPMC | Material de fijación | Fixing Material | M16x65 - 8.8 DIN EN ISO 4017 TZN | M16x65 - 8.8 DIN EN ISO 4017 TZN | 3551 | 23MBL304 | AIR INTAKE SYSTEM | 29 | PCE | Germany |  | 23MBL |  | 2 |  |  | 2321 | S-2321-0012-A-23-3551-00234961-N | 2495 | 1622.685 | 4.089 | 270 | 145 | 178 | Polo 23MBL Erection Material | 22695725 |  | N | N
Polo | FAIST Anlagenbau GmbH Krumbach | TPMC | Material de fijación | Fixing Material | M16x120 - 8.8 DIN EN ISO 4014 TZN | M16x120 - 8.8 DIN EN ISO 4014 TZN | 3551 | 23MBL304 | AIR INTAKE SYSTEM | 19 | PCE | Germany |  | 23MBL |  | 2 |  |  | 2321 | S-2321-0012-A-23-3551-00234961-N | 2495 | 1622.685 | 4.332 | 270 | 145 | 178 | Polo 23MBL Erection Material | 22695726 |  | N | N
Polo | FAIST Anlagenbau GmbH Krumbach | TPMC | Material de fijación | Fixing Material | Tuerca M16 - 10 DIN EN ISO 14399-4 TZN | Nut M16 - 10 DIN EN ISO 14399-4 TZN | 3551 | 23MBL304 | AIR INTAKE SYSTEM | 120 | PCE | Germany |  | 23MBL |  | 2 |  |  | 2321 | S-2321-0012-A-23-3551-00234961-N | 2495 | 1622.685 | 4.8 | 270 | 145 | 178 | Polo 23MBL Erection Material | 22695727 |  | N | N
Polo | FAIST Anlagenbau GmbH Krumbach | TPMC | Material de fijación | Fixing Material | Arandela 17 DIN EN ISO 14399-6 TZN | Washer 17 DIN EN ISO 14399-6 TZN | 3551 | 23MBL304 | AIR INTAKE SYSTEM | 238 | PCE | Germany |  | 23MBL |  | 2 |  |  | 2321 | S-2321-0012-A-23-3551-00234961-N | 2495 | 1622.685 | 2.618 | 270 | 145 | 178 | Polo 23MBL Erection Material | 22695728 |  | N | N
Polo | FAIST Anlagenbau GmbH Krumbach | TPMC | Material de fijación | Fixing Material | Anclaje a cimentación FAZ II M16x50 galv. Art 95 864. | Foundation anchor FAZ II M16x50 galv. Art 95 864. | 3551 | 23MBL304 | AIR INTAKE SYSTEM | 36 | PCE | Germany |  | 23MBL |  | 2 |  |  | 2321 | S-2321-0012-A-23-3551-00234961-N | 2495 | 1622.685 | 9.792 | 270 | 145 | 178 | Polo 23MBL Erection Material | 22695736 |  | N | N
Polo | FAIST Anlagenbau GmbH Krumbach | TPMC | Material de fijación | Fixing Material | Anclaje a cimentación FAZ II M12x50 galv.. | Foundation anchor FAZ II M12x50 galv. | 3551 | 23MBL304 | AIR INTAKE SYSTEM | 4 | PCE | Germany |  | 23MBL |  | 2 |  |  | 2321 | S-2321-0012-A-23-3551-00234961-N | 2495 | 1622.685 | 1.088 | 270 | 145 | 178 | Polo 23MBL Erection Material | 22695737 |  | N | N
Polo | FAIST Anlagenbau GmbH Krumbach | TPMC | Material de fijación | Fixing Material | Tornillo roscado 6,3x60 A4 | Tapping screw 6,3x60 A4 | 3551 | 23MBL304 | AIR INTAKE SYSTEM | 192 | PCE | Germany |  | 23MBL |  | 2 |  |  | 2321 | S-2321-0012-A-23-3551-00234961-N | 2495 | 1622.685 | 1.92 | 270 | 145 | 178 | Polo 23MBL Erection Material | 22695738 |  | N | N
Polo | FAIST Anlagenbau GmbH Krumbach | TPMC | Material de fijación | Fixing Material | M16x40 - 5.6 DIN EN ISO 4017 TZN | M16x40 - 5.6 DIN EN ISO 4017 TZN | 3551 | 23MBL304 | AIR INTAKE SYSTEM | 800 | PCE | Germany |  | 23MBL |  | 2 |  |  | 2321 | S-2321-0012-A-23-3551-00234961-N | 2495 | 1622.685 | 72.16 | 270 | 145 | 178 | Polo 23MBL Erection Material | 22695739 |  | N | N
Polo | FAIST Anlagenbau GmbH Krumbach | TPMC | Material de fijación | Fixing Material | M16x60 - 5.6 DIN EN ISO 4017 TZN | M16x60 - 5.6 DIN EN ISO 4017 TZN | 3551 | 23MBL304 | AIR INTAKE SYSTEM | 20 | PCE | Germany |  | 23MBL |  | 2 |  |  | 2321 | S-2321-0012-A-23-3551-00234961-N | 2495 | 1622.685 | 2.34 | 270 | 145 | 178 | Polo 23MBL Erection Material | 22695740 |  | N | N
Polo | FAIST Anlagenbau GmbH Krumbach | TPMC | Material de fijación | Fixing Material | Arandela 17 DIN EN ISO 7093 TZN | Washer 17 DIN EN ISO 7093 TZN | 3551 | 23MBL304 | AIR INTAKE SYSTEM | 1640 | PCE | Germany |  | 23MBL |  | 2 |  |  | 2321 | S-2321-0012-A-23-3551-00234961-N | 2495 | 1622.685 | 67.076 | 270 | 145 | 178 | Polo 23MBL Erection Material | 22695741 |  | N | N
Polo | FAIST Anlagenbau GmbH Krumbach | TPMC | Material de fijación | Fixing Material | Tuerca M16 -5.6 DIN EN ISO 4032 TZN | Nut M16 -5.6 DIN EN ISO 4032 TZN | 3551 | 23MBL304 | AIR INTAKE SYSTEM | 820 | PCE | Germany |  | 23MBL |  | 2 |  |  | 2321 | S-2321-0012-A-23-3551-00234961-N | 2495 | 1622.685 | 27.306 | 270 | 145 | 178 | Polo 23MBL Erection Material | 22695742 |  | N | N
Polo | FAIST Anlagenbau GmbH Krumbach | TPMC | Material de fijación | Fixing Material | M10x25 - 70 DIN EN ISO 4017 A4 | M10x25 - 70 DIN EN ISO 4017 A4 | 3551 | 23MBL304 | AIR INTAKE SYSTEM | 220 | PCE | Germany |  | 23MBL |  | 2 |  |  | 2321 | S-2321-0012-A-23-3551-00234961-N | 2495 | 1622.685 | 5.654 | 270 | 145 | 178 | Polo 23MBL Erection Material | 22695743 |  | N | N
Polo | FAIST Anlagenbau GmbH Krumbach | TPMC | Material de fijación | Fixing Material | Arandela A 10,5 DIN EN ISO 7089 A4 | Washer A 10,5 DIN EN ISO 7089 A4 | 3551 | 23MBL304 | AIR INTAKE SYSTEM | 440 | PCE | Germany |  | 23MBL |  | 2 |  |  | 2321 | S-2321-0012-A-23-3551-00234961-N | 2495 | 1622.685 | 1.571 | 270 | 145 | 178 | Polo 23MBL Erection Material | 22695744 |  | N | N
Polo | FAIST Anlagenbau GmbH Krumbach | TPMC | Material de fijación | Fixing Material | Tuerca M10 - 70 DIN EN ISO 4032 A4 | Nut M10 - 70 DIN EN ISO 4032 A4 | 3551 | 23MBL304 | AIR INTAKE SYSTEM | 220 | PCE | Germany |  | 23MBL |  | 2 |  |  | 2321 | S-2321-0012-A-23-3551-00234961-N | 2495 | 1622.685 | 2.552 | 270 | 145 | 178 | Polo 23MBL Erection Material | 22695745 |  | N | N
Polo | FAIST Anlagenbau GmbH Krumbach | TPMC | Material de fijación | Fixing Material | M6x20 - 70 DIN EN ISO 4017 A4 | M6x20 - 70 DIN EN ISO 4017 A4 | 3551 | 23MBL304 | AIR INTAKE SYSTEM | 45 | PCE | Germany |  | 23MBL |  | 2 |  |  | 2321 | S-2321-0012-A-23-3551-00234961-N | 2495 | 1622.685 | 0.299 | 270 | 145 | 178 | Polo 23MBL Erection Material | 22695746 |  | N | N
Polo | FAIST Anlagenbau GmbH Krumbach | TPMC | Material de fijación | Fixing Material | Arandela A 6,4 DIN EN ISO 7089 A4 | Washer A 6,4 DIN EN ISO 7089 A4 | 3551 | 23MBL304 | AIR INTAKE SYSTEM | 90 | PCE | Germany |  | 23MBL |  | 2 |  |  | 2321 | S-2321-0012-A-23-3551-00234961-N | 2495 | 1622.685 | 0.092 | 270 | 145 | 178 | Polo 23MBL Erection Material | 22695747 |  | N | N
Polo | FAIST Anlagenbau GmbH Krumbach | TPMC | Material de fijación | Fixing Material | Tuerca M 6 - 70 DIN EN ISO 4032 A4 | Nut M 6 - 70 DIN EN ISO 4032 A4 | 3551 | 23MBL304 | AIR INTAKE SYSTEM | 45 | PCE | Germany |  | 23MBL |  | 2 |  |  | 2321 | S-2321-0012-A-23-3551-00234961-N | 2495 | 1622.685 | 0.113 | 270 | 145 | 178 | Polo 23MBL Erection Material | 22695748 |  | N | N
Polo | FAIST Anlagenbau GmbH Krumbach | TPMC | Material de fijación | Fixing Material | Arandela A 17 DIN EN ISO 7089 A4 | Washer A 17 DIN EN ISO 7089 A4 | 3551 | 23MBL304 | AIR INTAKE SYSTEM | 50 | PCE | Germany |  | 23MBL |  | 2 |  |  | 2321 | S-2321-0012-A-23-3551-00234961-N | 2495 | 1622.685 | 0.179 | 270 | 145 | 178 | Polo 23MBL Erection Material | 22695749 |  | N | N
Polo | FAIST Anlagenbau GmbH Krumbach | TPMC | Material de fijación | Fixing Material | Tuerca M 6 - 70 DIN EN ISO 4032 A4 | Nut M 6 - 70 DIN EN ISO 4032 A4 | 3551 | 23MBL304 | AIR INTAKE SYSTEM | 1740 | PCE | Germany |  | 23MBL |  | 2 |  |  | 2321 | S-2321-0012-A-23-3551-00234961-N | 2495 | 1622.685 | 4.35 | 270 | 145 | 178 | Polo 23MBL Erection Material | 22695767 |  | N | N
Polo | FAIST Anlagenbau GmbH Krumbach | TPMC | Material de fijación | Fixing Material | Arandela 6,4 DIN EN ISO 7093 A4 | Washer 6,4 DIN EN ISO 7093 A4 | 3551 | 23MBL304 | AIR INTAKE SYSTEM | 1056 | PCE | Germany |  | 23MBL |  | 2 |  |  | 2321 | S-2321-0012-A-23-3551-00234961-N | 2495 | 1622.685 | 2.946 | 270 | 145 | 178 | Polo 23MBL Erection Material | 22695768 |  | N | N
Polo | FAIST Anlagenbau GmbH Krumbach | TPMC | Material de fijación | Fixing Material | M6x75 -70 DIN EN ISO 10642 A4 | M6x75 -70 DIN EN ISO 10642 A4 | 3551 | 23MBL304 | AIR INTAKE SYSTEM | 228 | PCE | Germany |  | 23MBL |  | 2 |  |  | 2321 | S-2321-0012-A-23-3551-00234961-N | 2495 | 1622.685 | 3.511 | 270 | 145 | 178 | Polo 23MBL Erection Material | 22695769 |  | N | N
Polo | FAIST Anlagenbau GmbH Krumbach | TPMC | Material de fijación | Fixing Material | M6x20 -70 DIN EN ISO 10642 A4 | M6x20 -70 DIN EN ISO 10642 A4 | 3551 | 23MBL304 | AIR INTAKE SYSTEM | 1056 | PCE | Germany |  | 23MBL |  | 2 |  |  | 2321 | S-2321-0012-A-23-3551-00234961-N | 2495 | 1622.685 | 6.125 | 270 | 145 | 178 | Polo 23MBL Erection Material | 22695770 |  | N | N
Polo | FAIST Anlagenbau GmbH Krumbach | TPMC | Material de fijación | Fixing Material | M6x16 - 70 DIN EN ISO 4017 A4 | M6x16 - 70 DIN EN ISO 4017 A4 | 3551 | 23MBL304 | AIR INTAKE SYSTEM | 456 | PCE | Germany |  | 23MBL |  | 2 |  |  | 2321 | S-2321-0012-A-23-3551-00234961-N | 2495 | 1622.685 | 3.032 | 270 | 145 | 178 | Polo 23MBL Erection Material | 22695771 |  | N | N
Polo | FAIST Anlagenbau GmbH Krumbach | TPMC | Material de fijación | Fixing Material | M12x30 - 70 DIN EN ISO 4017 A4 | M12x30 - 70 DIN EN ISO 4017 A4 | 3551 | 23MBL304 | AIR INTAKE SYSTEM | 192 | PCE | Germany |  | 23MBL |  | 2 |  |  | 2321 | S-2321-0012-A-23-3551-00234961-N | 2495 | 1622.685 | 7.718 | 270 | 145 | 178 | Polo 23MBL Erection Material | 22695772 |  | N | N
Polo | FAIST Anlagenbau GmbH Krumbach | TPMC | Material de fijación | Fixing Material | Tuerca M12 - 70 DIN EN ISO 4032 A4 | Nut M12 - 70 DIN EN ISO 4032 A4 | 3551 | 23MBL304 | AIR INTAKE SYSTEM | 240 | PCE | Germany |  | 23MBL |  | 2 |  |  | 2321 | S-2321-0012-A-23-3551-00234961-N | 2495 | 1622.685 | 4.152 | 270 | 145 | 178 | Polo 23MBL Erection Material | 22695773 |  | N | N
Polo | FAIST Anlagenbau GmbH Krumbach | TPMC | Material de fijación | Fixing Material | Arandela A 13 DIN EN ISO 7089 A4 | Washer A 13 DIN EN ISO 7089 A4 | 3551 | 23MBL304 | AIR INTAKE SYSTEM | 288 | PCE | Germany |  | 23MBL |  | 2 |  |  | 2321 | S-2321-0012-A-23-3551-00234961-N | 2495 | 1622.685 | 1.806 | 270 | 145 | 178 | Polo 23MBL Erection Material | 22695774 |  | N | N
Polo | FAIST Anlagenbau GmbH Krumbach | TPMC | Material de fijación | Fixing Material | M12x85 - 70 DIN EN ISO 4017 A4 | M12x85 - 70 DIN EN ISO 4017 A4 | 3551 | 23MBL304 | AIR INTAKE SYSTEM | 48 | PCE | Germany |  | 23MBL |  | 2 |  |  | 2321 | S-2321-0012-A-23-3551-00234961-N | 2495 | 1622.685 | 3.84 | 270 | 145 | 178 | Polo 23MBL Erection Material | 22695775 |  | N | N
Polo | FAIST Anlagenbau GmbH Krumbach | TPMC | Material de fijación | Fixing Material | Arandela 6,4 DIN EN ISO 7093 A4 | Washer 6,4 DIN EN ISO 7093 A4 | 3551 | 23MBL304 | AIR INTAKE SYSTEM | 1140 | PCE | Germany |  | 23MBL |  | 2 |  |  | 2321 | S-2321-0012-A-23-3551-00234961-N | 2495 | 1622.685 | 3.181 | 270 | 145 | 178 | Polo 23MBL Erection Material | 22695786 |  | N | N
Polo | FAIST Anlagenbau GmbH Krumbach | TPMC | Material de fijación | Fixing Material | M8x20 - 70 DIN EN ISO 4017 A4 | M8x20 - 70 DIN EN ISO 4017 A4 | 3551 | 23MBL304 | AIR INTAKE SYSTEM | 456 | PCE | Germany |  | 23MBL |  | 2 |  |  | 2321 | S-2321-0012-A-23-3551-00234961-N | 2495 | 1622.685 | 2.645 | 270 | 145 | 178 | Polo 23MBL Erection Material | 22695787 |  | N | N
Polo | FAIST Anlagenbau GmbH Krumbach | TPMC | Material de fijación | Fixing Material | Arandela A 8,4 DIN EN ISO 7089 A4 | Washer A 8,4 DIN EN ISO 7089 A4 | 3551 | 23MBL304 | AIR INTAKE SYSTEM | 456 | PCE | Germany |  | 23MBL |  | 2 |  |  | 2321 | S-2321-0012-A-23-3551-00234961-N | 2495 | 1622.685 | 0.834 | 270 | 145 | 178 | Polo 23MBL Erection Material | 22695788 |  | N | N
Polo | FAIST Anlagenbau GmbH Krumbach | TPMC | Material de fijación | Fixing Material | M10x25 - 70 DIN EN ISO 4017 A4 | M10x25 - 70 DIN EN ISO 4017 A4 | 3551 | 23MBL304 | AIR INTAKE SYSTEM | 1104 | PCE | Germany |  | 23MBL |  | 2 |  |  | 2321 | S-2321-0012-A-23-3551-00234961-N | 2495 | 1622.685 | 31.133 | 270 | 145 | 178 | Polo 23MBL Erection Material | 22695789 |  | N | N
Polo | FAIST Anlagenbau GmbH Krumbach | TPMC | Material de fijación | Fixing Material | Arandela A 10,5 DIN EN ISO 7089 A4 | Washer A 10,5 DIN EN ISO 7089 A4 | 3551 | 23MBL304 | AIR INTAKE SYSTEM | 2208 | PCE | Germany |  | 23MBL |  | 2 |  |  | 2321 | S-2321-0012-A-23-3551-00234961-N | 2495 | 1622.685 | 7.883 | 270 | 145 | 178 | Polo 23MBL Erection Material | 22695790 |  | N | N
Polo | FAIST Anlagenbau GmbH Krumbach | TPMC | Material de fijación | Fixing Material | Tuerca M10 - 70 DIN EN ISO 4032 A4 | Nut M10 - 70 DIN EN ISO 4032 A4 | 3551 | 23MBL304 | AIR INTAKE SYSTEM | 1104 | PCE | Germany |  | 23MBL |  | 2 |  |  | 2321 | S-2321-0012-A-23-3551-00234961-N | 2495 | 1622.685 | 12.806 | 270 | 145 | 178 | Polo 23MBL Erection Material | 22695791 |  | N | N
Polo | FAIST Anlagenbau GmbH Krumbach | TPMC | Material de fijación | Fixing Material | Tuerca M10 - 70 DIN EN ISO 4032 A4 | Nut M10 - 70 DIN EN ISO 4032 A4 | 3551 | 23MBL304 | AIR INTAKE SYSTEM | 2336 | PCE | Germany |  | 23MBL |  | 2 |  |  | 2321 | S-2321-0012-A-23-3551-00234961-N | 2495 | 1622.685 | 27.098 | 270 | 145 | 178 | Polo 23MBL Erection Material | 22695812 |  | N | N
Polo | FAIST Anlagenbau GmbH Krumbach | TPMC | Material de fijación | Fixing Material | Arandela 10,5 DIN EN ISO 7093 A4 | Washer 10,5 DIN EN ISO 7093 A4 | 3551 | 23MBL304 | AIR INTAKE SYSTEM | 1168 | PCE | Germany |  | 23MBL |  | 2 |  |  | 2321 | S-2321-0012-A-23-3551-00234961-N | 2495 | 1622.685 | 14.25 | 270 | 145 | 178 | Polo 23MBL Erection Material | 22695813 |  | N | N
Polo | FAIST Anlagenbau GmbH Krumbach | TPMC | Material de fijación | Fixing Material | M10x25 - 70 DIN EN ISO 4017 A4 | M10x25 - 70 DIN EN ISO 4017 A4 | 3551 | 23MBL304 | AIR INTAKE SYSTEM | 128 | PCE | Germany |  | 23MBL |  | 2 |  |  | 2321 | S-2321-0012-A-23-3551-00234961-N | 2495 | 1622.685 | 3.29 | 270 | 145 | 178 | Polo 23MBL Erection Material | 22695814 |  | N | N
Polo | FAIST Anlagenbau GmbH Krumbach | TPMC | Material de fijación | Fixing Material | Arandela A 10,5 DIN EN ISO 7093 A4 | Washer A 10,5 DIN EN ISO 7093 A4 | 3551 | 23MBL304 | AIR INTAKE SYSTEM | 128 | PCE | Germany |  | 23MBL |  | 2 |  |  | 2321 | S-2321-0012-A-23-3551-00234961-N | 2495 | 1622.685 | 0.522 | 270 | 145 | 178 | Polo 23MBL Erection Material | 22695815 |  | N | N
Polo | FAIST Anlagenbau GmbH Krumbach | TPMC | Material de fijación | Fixing Material | M16x40 - 70 DIN EN ISO 4017 A4 | M16x40 - 70 DIN EN ISO 4017 A4 | 3551 | 23MBL304 | AIR INTAKE SYSTEM | 64 | PCE | Germany |  | 23MBL |  | 2 |  |  | 2321 | S-2321-0012-A-23-3551-00234961-N | 2495 | 1622.685 | 5.773 | 270 | 145 | 178 | Polo 23MBL Erection Material | 22695816 |  | N | N
Polo | FAIST Anlagenbau GmbH Krumbach | TPMC | Material de fijación | Fixing Material | Tuerca M16 - 70 DIN EN ISO 4032 A4 | Nut M16 - 70 DIN EN ISO 4032 A4 | 3551 | 23MBL304 | AIR INTAKE SYSTEM | 64 | PCE | Germany |  | 23MBL |  | 2 |  |  | 2321 | S-2321-0012-A-23-3551-00234961-N | 2495 | 1622.685 | 2.131 | 270 | 145 | 178 | Polo 23MBL Erection Material | 22695817 |  | N | N
Polo | FAIST Anlagenbau GmbH Krumbach | TPMC | Material de fijación | Fixing Material | Arandela A 17 DIN EN ISO 7089 A4 | Washer A 17 DIN EN ISO 7089 A4 | 3551 | 23MBL304 | AIR INTAKE SYSTEM | 128 | PCE | Germany |  | 23MBL |  | 2 |  |  | 2321 | S-2321-0012-A-23-3551-00234961-N | 2495 | 1622.685 | 0.522 | 270 | 145 | 178 | Polo 23MBL Erection Material | 22695818 |  | N | N
Polo | FAIST Anlagenbau GmbH Krumbach | TPMC | Material de fijación | Fixing Material | M12x60 - 70 DIN EN ISO 4017 A4 | M12x60 - 70 DIN EN ISO 4017 A4 | 3551 | 23MBL304 | AIR INTAKE SYSTEM | 64 | PCE | Germany |  | 23MBL |  | 2 |  |  | 2321 | S-2321-0012-A-23-3551-00234961-N | 2495 | 1622.685 | 3.949 | 270 | 145 | 178 | Polo 23MBL Erection Material | 22695819 |  | N | N
Polo | FAIST Anlagenbau GmbH Krumbach | TPMC | Material de fijación | Fixing Material | Tuerca M12 - 80 DIN EN ISO 4032 A4 | Nut M12 - 80 DIN EN ISO 4032 A4 | 3551 | 23MBL304 | AIR INTAKE SYSTEM | 64 | PCE | Germany |  | 23MBL |  | 2 |  |  | 2321 | S-2321-0012-A-23-3551-00234961-N | 2495 | 1622.685 | 1.107 | 270 | 145 | 178 | Polo 23MBL Erection Material | 22695820 |  | N | N
Polo | FAIST Anlagenbau GmbH Krumbach | TPMC | Material de fijación | Fixing Material | Arandela A 13 DIN EN ISO 7089 A4 | Washer A 13 DIN EN ISO 7089 A4 | 3551 | 23MBL304 | AIR INTAKE SYSTEM | 128 | PCE | Germany |  | 23MBL |  | 2 |  |  | 2321 | S-2321-0012-A-23-3551-00234961-N | 2495 | 1622.685 | 0.803 | 270 | 145 | 178 | Polo 23MBL Erection Material | 22695821 |  | N | N
Polo | FAIST Anlagenbau GmbH Krumbach | TPMC | Material de fijación | Fixing Material | Sujeción de tubo DN 25 DIN 4109 A2 (33,7) | Pipe clamp DN 25 DIN 4109 A2 (33,7) | 3551 | 23MBL304 | AIR INTAKE SYSTEM | 10 | PCE | Germany |  | 23MBL |  | 2 |  |  | 2321 | S-2321-0012-A-23-3551-00234961-N | 2495 | 1622.685 | 0.7 | 270 | 145 | 178 | Polo 23MBL Erection Material | 22695822 |  | N | N
Polo | FAIST Anlagenbau GmbH Krumbach | TPMC | Material de fijación | Fixing Material | Biela roscada M8x1000 DIN 976-1 A4 | Threaded rod M8x1000 DIN 976-1 A4 | 3551 | 23MBL304 | AIR INTAKE SYSTEM | 10 | PCE | Germany |  | 23MBL |  | 2 |  |  | 2321 | S-2321-0012-A-23-3551-00234961-N | 2495 | 1622.685 | 3.19 | 270 | 145 | 178 | Polo 23MBL Erection Material | 22695823 |  | N | N
Polo | FAIST Anlagenbau GmbH Krumbach | TPMC | Material de fijación | Fixing Material | Tuerca M 8 - 70 DIN EN ISO 4032 A4 | Nut M 8 - 70 DIN EN ISO 4032 A4 | 3551 | 23MBL304 | AIR INTAKE SYSTEM | 81 | PCE | Germany |  | 23MBL |  | 2 |  |  | 2321 | S-2321-0012-A-23-3551-00234961-N | 2495 | 1622.685 | 0.421 | 270 | 145 | 178 | Polo 23MBL Erection Material | 22695604 |  | N | N
Polo | FAIST Anlagenbau GmbH Krumbach | TPMC | Material de fijación | Fixing Material | Tuerca M 8 - 70 DIN EN ISO 4032 A4 | Nut M 8 - 70 DIN EN ISO 4032 A4 | 3551 | 23MBL304 | AIR INTAKE SYSTEM | 60 | PCE | Germany |  | 23MBL |  | 2 |  |  | 2321 | S-2321-0012-A-23-3551-00234961-N | 2495 | 1622.685 | 0.312 | 270 | 145 | 178 | Polo 23MBL Erection Material | 22695615 |  | N | N
Polo | FAIST Anlagenbau GmbH Krumbach | TPMC | Material de fijación | Fixing Material | Arandela 8,4 DIN EN ISO 7089 A4 | Washer 8,4 DIN EN ISO 7089 A4 | 3551 | 23MBL304 | AIR INTAKE SYSTEM | 24 | PCE | Germany |  | 23MBL |  | 2 |  |  | 2321 | S-2321-0012-A-23-3551-00234961-N | 2495 | 1622.685 | 0.048 | 270 | 145 | 178 | Polo 23MBL Erection Material | 22695616 |  | N | N
Polo | FAIST Anlagenbau GmbH Krumbach | TPMC | Material de fijación | Fixing Material | Biela roscada M8x1000 DIN 976-1 A4 | Threaded rod M8x1000 DIN 976-1 A4 | 3551 | 23MBL304 | AIR INTAKE SYSTEM | 3 | PCE | Germany |  | 23MBL |  | 2 |  |  | 2321 | S-2321-0012-A-23-3551-00234961-N | 2495 | 1622.685 | 0.957 | 270 | 145 | 178 | Polo 23MBL Erection Material | 22695617 |  | N | N
Polo | FAIST Anlagenbau GmbH Krumbach | TPMC | Material de fijación | Fixing Material | M12x90 - 70 DIN EN ISO 4017 A4 | M12x90 - 70 DIN EN ISO 4017 A4 | 3551 | 23MBL304 | AIR INTAKE SYSTEM | 512 | PCE | Germany |  | 23MBL |  | 2 |  |  | 2321 | S-2321-0012-A-23-3551-00234961-N | 2495 | 1622.685 | 49.152 | 270 | 145 | 178 | Polo 23MBL Erection Material | 22695618 |  | N | N
Polo | FAIST Anlagenbau GmbH Krumbach | TPMC | Material de fijación | Fixing Material | Arandela A 13 DIN EN ISO 7089 A4 | Washer A 13 DIN EN ISO 7089 A4 | 3551 | 23MBL304 | AIR INTAKE SYSTEM | 1024 | PCE | Germany |  | 23MBL |  | 2 |  |  | 2321 | S-2321-0012-A-23-3551-00234961-N | 2495 | 1622.685 | 6.144 | 270 | 145 | 178 | Polo 23MBL Erection Material | 22695619 |  | N | N
Polo | FAIST Anlagenbau GmbH Krumbach | TPMC | Material de fijación | Fixing Material | Tuerca M12 - 70 DIN EN ISO 4032 A4 | Nut M12 - 70 DIN EN ISO 4032 A4 | 3551 | 23MBL304 | AIR INTAKE SYSTEM | 512 | PCE | Germany |  | 23MBL |  | 2 |  |  | 2321 | S-2321-0012-A-23-3551-00234961-N | 2495 | 1622.685 | 8.192 | 270 | 145 | 178 | Polo 23MBL Erection Material | 22695620 |  | N | N
Polo | FAIST Anlagenbau GmbH Krumbach | TPMC | Material de fijación | Fixing Material | M10x30 - 70 DIN EN ISO 4017 A4 | M10x30 - 70 DIN EN ISO 4017 A4 | 3551 | 23MBL304 | AIR INTAKE SYSTEM | 1040 | PCE | Germany |  | 23MBL |  | 2 |  |  | 2321 | S-2321-0012-A-23-3551-00234961-N | 2495 | 1622.685 | 27.04 | 270 | 145 | 178 | Polo 23MBL Erection Material | 22695621 |  | N | N
Polo | FAIST Anlagenbau GmbH Krumbach | TPMC | Material de fijación | Fixing Material | M10x40 - 70 DIN EN ISO 4017 A4 | M10x40 - 70 DIN EN ISO 4017 A4 | 3551 | 23MBL304 | AIR INTAKE SYSTEM | 40 | PCE | Germany |  | 23MBL |  | 2 |  |  | 2321 | S-2321-0012-A-23-3551-00234961-N | 2495 | 1622.685 | 1.44 | 270 | 145 | 178 | Polo 23MBL Erection Material | 22695622 |  | N | N
Polo | FAIST Anlagenbau GmbH Krumbach | TPMC | Material de fijación | Fixing Material | Arandela A 10,5 DIN EN ISO 7089 A4 | Washer A 10,5 DIN EN ISO 7089 A4 | 3551 | 23MBL304 | AIR INTAKE SYSTEM | 2160 | PCE | Germany |  | 23MBL |  | 2 |  |  | 2321 | S-2321-0012-A-23-3551-00234961-N | 2495 | 1622.685 | 8.64 | 270 | 145 | 178 | Polo 23MBL Erection Material | 22695623 |  | N | N
Polo | FAIST Anlagenbau GmbH Krumbach | TPMC | Material de fijación | Fixing Material | Tuerca M10 - 70 DIN EN ISO 4032 A4 | Nut M10 - 70 DIN EN ISO 4032 A4 | 3551 | 23MBL304 | AIR INTAKE SYSTEM | 1080 | PCE | Germany |  | 23MBL |  | 2 |  |  | 2321 | S-2321-0012-A-23-3551-00234961-N | 2495 | 1622.685 | 11.88 | 270 | 145 | 178 | Polo 23MBL Erection Material | 22695624 |  | N | N
Polo | FAIST Anlagenbau GmbH Krumbach | TPMC | Material de fijación | Fixing Material | Tornillo roscado 6,3x25 A4 | Tapping screw 6,3x25 A4 | 3551 | 23MBL304 | AIR INTAKE SYSTEM | 4000 | PCE | Germany |  | 23MBL |  | 2 |  |  | 2321 | S-2321-0012-A-23-3551-00234961-N | 2495 | 1622.685 | 31.6 | 270 | 145 | 178 | Polo 23MBL Erection Material | 22695625 |  | N | N
Polo | FAIST Anlagenbau GmbH Krumbach | TPMC | Material de fijación | Fixing Material | M10x35 - 70 DIN EN ISO 4017 A4 | M10x35 - 70 DIN EN ISO 4017 A4 | 3551 | 23MBL304 | AIR INTAKE SYSTEM | 770 | PCE | Germany |  | 23MBL |  | 2 |  |  | 2321 | S-2321-0012-A-23-3551-00234961-N | 2495 | 1622.685 | 23.639 | 270 | 145 | 178 | Polo 23MBL Erection Material | 22695626 |  | N | N
Polo | FAIST Anlagenbau GmbH Krumbach | TPMC | Material de fijación | Fixing Material | Arandela 10,5 DIN EN ISO 7093 A4 | Washer 10,5 DIN EN ISO 7093 A4 | 3551 | 23MBL304 | AIR INTAKE SYSTEM | 1540 | PCE | Germany |  | 23MBL |  | 2 |  |  | 2321 | S-2321-0012-A-23-3551-00234961-N | 2495 | 1622.685 | 18.788 | 270 | 145 | 178 | Polo 23MBL Erection Material | 22695627 |  | N | N
Polo | FAIST Anlagenbau GmbH Krumbach | TPMC | Material de fijación | Fixing Material | Tuerca M10 - 70 DIN EN ISO 4032 A4 | Nut M10 - 70 DIN EN ISO 4032 A4 | 3551 | 23MBL304 | AIR INTAKE SYSTEM | 770 | PCE | Germany |  | 23MBL |  | 2 |  |  | 2321 | S-2321-0012-A-23-3551-00234961-N | 2495 | 1622.685 | 8.932 | 270 | 145 | 178 | Polo 23MBL Erection Material | 22695628 |  | N | N
Polo | FAIST Anlagenbau GmbH Krumbach | TPMC | Material de fijación | Fixing Material | M27x150 - DIN EN ISO 4017 | M27x150 - DIN EN ISO 4017 | 3551 | 23MBL304 | AIR INTAKE SYSTEM | 24 | PCE | Germany |  | 23MBL |  | 2 |  |  | 2321 | S-2321-0012-A-23-3551-00234961-N | 2495 | 1622.685 | 18 | 270 | 145 | 178 | Polo 23MBL Erection Material | 22695637 |  | N | N
Polo | FAIST Anlagenbau GmbH Krumbach | TPMC | Material de fijación | Fixing Material | M27x120 - DIN EN ISO 4017 | M27x120 - DIN EN ISO 4017 | 3551 | 23MBL304 | AIR INTAKE SYSTEM | 12 | PCE | Germany |  | 23MBL |  | 2 |  |  | 2321 | S-2321-0012-A-23-3551-00234961-N | 2495 | 1622.685 | 7.2 | 270 | 145 | 178 | Polo 23MBL Erection Material | 22695638 |  | N | N
Polo | FAIST Anlagenbau GmbH Krumbach | TPMC | Material de fijación | Fixing Material | Tuerca M27 - DIN EN ISO 4032 | Nut M27 - DIN EN ISO 4032 | 3551 | 23MBL304 | AIR INTAKE SYSTEM | 36 | PCE | Germany |  | 23MBL |  | 2 |  |  | 2321 | S-2321-0012-A-23-3551-00234961-N | 2495 | 1622.685 | 5.94 | 270 | 145 | 178 | Polo 23MBL Erection Material | 22695639 |  | N | N
Polo | FAIST Anlagenbau GmbH Krumbach | TPMC | Material de fijación | Fixing Material | M24x100 - DIN EN ISO 4017 | M24x100 - DIN EN ISO 4017 | 3551 | 23MBL304 | AIR INTAKE SYSTEM | 8 | PCE | Germany |  | 23MBL |  | 2 |  |  | 2321 | S-2321-0012-A-23-3551-00234961-N | 2495 | 1622.685 | 3.44 | 270 | 145 | 178 | Polo 23MBL Erection Material | 22695640 |  | N | N
Polo | FAIST Anlagenbau GmbH Krumbach | TPMC | Material de fijación | Fixing Material | Tuerca M24 - DIN EN ISO 4032 | Nut M24 - DIN EN ISO 4032 | 3551 | 23MBL304 | AIR INTAKE SYSTEM | 8 | PCE | Germany |  | 23MBL |  | 2 |  |  | 2321 | S-2321-0012-A-23-3551-00234961-N | 2495 | 1622.685 | 0.88 | 270 | 145 | 178 | Polo 23MBL Erection Material | 22695641 |  | N | N
Polo | FAIST Anlagenbau GmbH Krumbach | TPMC | Material de fijación | Fixing Material | M16x70 DIN EN ISO 4017- A4 | M16x70 DIN EN ISO 4017- A4 | 3551 | 23MBL304 | AIR INTAKE SYSTEM | 4 | PCE | Germany |  | 23MBL |  | 2 |  |  | 2321 | S-2321-0012-A-23-3551-00234961-N | 2495 | 1622.685 | 0.52 | 270 | 145 | 178 | Polo 23MBL Erection Material | 22695642 |  | N | N
Polo | FAIST Anlagenbau GmbH Krumbach | TPMC | Material de fijación | Fixing Material | M16x60 DIN EN ISO 4017- A4 | M16x60 DIN EN ISO 4017- A4 | 3551 | 23MBL304 | AIR INTAKE SYSTEM | 71 | PCE | Germany |  | 23MBL |  | 2 |  |  | 2321 | S-2321-0012-A-23-3551-00234961-N | 2495 | 1622.685 | 8.307 | 270 | 145 | 178 | Polo 23MBL Erection Material | 22695643 |  | N | N
Polo | FAIST Anlagenbau GmbH Krumbach | TPMC | Material de fijación | Fixing Material | M10x35 DIN EN ISO 4017-A4 | M10x35 DIN EN ISO 4017-A4 | 3551 | 23MBL304 | AIR INTAKE SYSTEM | 36 | PCE | Germany |  | 23MBL |  | 2 |  |  | 2321 | S-2321-0012-A-23-3551-00234961-N | 2495 | 1622.685 | 1.199 | 270 | 145 | 178 | Polo 23MBL Erection Material | 22695644 |  | N | N
Polo | FAIST Anlagenbau GmbH Krumbach | TPMC | Material de fijación | Fixing Material | Arandela A 28 DIN EN ISO 7089 A4 | Washer A 28 DIN EN ISO 7089 A4 | 3551 | 23MBL304 | AIR INTAKE SYSTEM | 72 | PCE | Germany |  | 23MBL |  | 2 |  |  | 2321 | S-2321-0012-A-23-3551-00234961-N | 2495 | 1622.685 | 3.046 | 270 | 145 | 178 | Polo 23MBL Erection Material | 22695645 |  | N | N
Polo | FAIST Anlagenbau GmbH Krumbach | TPMC | Material de fijación | Fixing Material | Arandela A 25 DIN EN ISO 7089 A4 | Washer A 25 DIN EN ISO 7089 A4 | 3551 | 23MBL304 | AIR INTAKE SYSTEM | 16 | PCE | Germany |  | 23MBL |  | 2 |  |  | 2321 | S-2321-0012-A-23-3551-00234961-N | 2495 | 1622.685 | 0.517 | 270 | 145 | 178 | Polo 23MBL Erection Material | 22695646 |  | N | N
Polo | FAIST Anlagenbau GmbH Krumbach | TPMC | Material de fijación | Fixing Material | Arandela A 17 DIN EN ISO 7089 A4 | Washer A 17 DIN EN ISO 7089 A4 | 3551 | 23MBL304 | AIR INTAKE SYSTEM | 150 | PCE | Germany |  | 23MBL |  | 2 |  |  | 2321 | S-2321-0012-A-23-3551-00234961-N | 2495 | 1622.685 | 1.695 | 270 | 145 | 178 | Polo 23MBL Erection Material | 22695647 |  | N | N
Polo | FAIST Anlagenbau GmbH Krumbach | TPMC | Material de fijación | Fixing Material | Arandela A 10,5 DIN EN ISO 7089 A4 | Washer A 10,5 DIN EN ISO 7089 A4 | 3551 | 23MBL304 | AIR INTAKE SYSTEM | 72 | PCE | Germany |  | 23MBL |  | 2 |  |  | 2321 | S-2321-0012-A-23-3551-00234961-N | 2495 | 1622.685 | 0.252 | 270 | 145 | 178 | Polo 23MBL Erection Material | 22695648 |  | N | N
Polo | FAIST Anlagenbau GmbH Krumbach | TPMC | Material de fijación | Fixing Material | Tuerca M16 DIN EN ISO 4032 A4 | Nut M16 DIN EN ISO 4032 A4 | 3551 | 23MBL304 | AIR INTAKE SYSTEM | 75 | PCE | Germany |  | 23MBL |  | 2 |  |  | 2321 | S-2321-0012-A-23-3551-00234961-N | 2495 | 1622.685 | 2.498 | 270 | 145 | 178 | Polo 23MBL Erection Material | 22695649 |  | N | N
Polo | FAIST Anlagenbau GmbH Krumbach | TPMC | Material de fijación | Fixing Material | Tuerca M10 DIN EN ISO 4032 A4 | Nut M10 DIN EN ISO 4032 A4 | 3551 | 23MBL304 | AIR INTAKE SYSTEM | 36 | PCE | Germany |  | 23MBL |  | 2 |  |  | 2321 | S-2321-0012-A-23-3551-00234961-N | 2495 | 1622.685 | 0.407 | 270 | 145 | 178 | Polo 23MBL Erection Material | 22695650 |  | N | N
Polo | FAIST Anlagenbau GmbH Krumbach | TPMC | Material de fijación | Fixing Material | M16x70 - 8.8 DIN EN ISO 4017 TZN | M16x70 - 8.8 DIN EN ISO 4017 TZN | 3551 | 23MBL304 | AIR INTAKE SYSTEM | 4 | PCE | Germany |  | 23MBL |  | 2 |  |  | 2321 | S-2321-0012-A-23-3551-00234961-N | 2495 | 1622.685 | 0.52 | 270 | 145 | 178 | Polo 23MBL Erection Material | 22695651 |  | N | N
Polo | FAIST Anlagenbau GmbH Krumbach | TPMC | Material de fijación | Fixing Material | M16x60 - 8.8 DIN EN ISO 4017 TZN | M16x60 - 8.8 DIN EN ISO 4017 TZN | 3551 | 23MBL304 | AIR INTAKE SYSTEM | 68 | PCE | Germany |  | 23MBL |  | 2 |  |  | 2321 | S-2321-0012-A-23-3551-00234961-N | 2495 | 1622.685 | 7.956 | 270 | 145 | 178 | Polo 23MBL Erection Material | 22695652 |  | N | N
Polo | FAIST Anlagenbau GmbH Krumbach | TPMC | Material de fijación | Fixing Material | M12x40 -8.8 DIN EN ISO 4017- TZN | M12x40 -8.8 DIN EN ISO 4017- TZN | 3551 | 23MBL304 | AIR INTAKE SYSTEM | 216 | PCE | Germany |  | 23MBL |  | 2 |  |  | 2321 | S-2321-0012-A-23-3551-00234961-N | 2495 | 1622.685 | 10.152 | 270 | 145 | 178 | Polo 23MBL Erection Material | 22695653 |  | N | N
Polo | FAIST Anlagenbau GmbH Krumbach | TPMC | Material de fijación | Fixing Material | Arandela A17 DIN EN ISO 7089 TZN | Washer A17 DIN EN ISO 7089 TZN | 3551 | 23MBL304 | AIR INTAKE SYSTEM | 144 | PCE | Germany |  | 23MBL |  | 2 |  |  | 2321 | S-2321-0012-A-23-3551-00234961-N | 2495 | 1622.685 | 1.627 | 270 | 145 | 178 | Polo 23MBL Erection Material | 22695672 |  | N | N
Polo | FAIST Anlagenbau GmbH Krumbach | TPMC | Material de fijación | Fixing Material | Arandela A13 DIN EN ISO 7089 TZN | Washer A13 DIN EN ISO 7089 TZN | 3551 | 23MBL304 | AIR INTAKE SYSTEM | 432 | PCE | Germany |  | 23MBL |  | 2 |  |  | 2321 | S-2321-0012-A-23-3551-00234961-N | 2495 | 1622.685 | 2.592 | 270 | 145 | 178 | Polo 23MBL Erection Material | 22695673 |  | N | N
Polo | FAIST Anlagenbau GmbH Krumbach | TPMC | Material de fijación | Fixing Material | Tuerca M16 - 8 DIN EN ISO 4032 TZN | Nut M16 - 8 DIN EN ISO 4032 TZN | 3551 | 23MBL304 | AIR INTAKE SYSTEM | 72 | PCE | Germany |  | 23MBL |  | 2 |  |  | 2321 | S-2321-0012-A-23-3551-00234961-N | 2495 | 1622.685 | 2.398 | 270 | 145 | 178 | Polo 23MBL Erection Material | 22695674 |  | N | N
Polo | FAIST Anlagenbau GmbH Krumbach | TPMC | Material de fijación | Fixing Material | Tuerca M12 -8 DIN EN ISO 4032 TZN | Nut M12 -8 DIN EN ISO 4032 TZN | 3551 | 23MBL304 | AIR INTAKE SYSTEM | 216 | PCE | Germany |  | 23MBL |  | 2 |  |  | 2321 | S-2321-0012-A-23-3551-00234961-N | 2495 | 1622.685 | 3.672 | 270 | 145 | 178 | Polo 23MBL Erection Material | 22695675 |  | N | N
Polo | FAIST Anlagenbau GmbH Krumbach | TPMC | Material de fijación | Fixing Material | Fischer FAZ II 16/25 | Fischer FAZ II 16/25 | 3551 | 23MBL304 | AIR INTAKE SYSTEM | 16 | PCE | Germany |  | 23MBL |  | 2 |  |  | 2321 | S-2321-0012-A-23-3551-00234961-N | 2495 | 1622.685 | 4.8 | 270 | 145 | 178 | Polo 23MBL Erection Material | 22695676 |  | N | N
Polo | FAIST Anlagenbau GmbH Krumbach | TPMC | Material de fijación | Fixing Material | Biela roscada M10x1000 DIN EN ISO 976-1 | Threaded rod M10x1000 DIN EN ISO 976-1 | 3551 | 23MBL304 | AIR INTAKE SYSTEM | 12 | PCE | Germany |  | 23MBL |  | 2 |  |  | 2321 | S-2321-0012-A-23-3551-00234961-N | 2495 | 1622.685 | 3.696 | 270 | 145 | 178 | Polo 23MBL Erection Material | 22695677 |  | N | N
Polo | FAIST Anlagenbau GmbH Krumbach | TPMC | Material de fijación | Fixing Material | Tuerca M10 - 8 DIN EN ISO 4032 TZN | Nut M10 - 8 DIN EN ISO 4032 TZN | 3551 | 23MBL304 | AIR INTAKE SYSTEM | 18 | PCE | Germany |  | 23MBL |  | 2 |  |  | 2321 | S-2321-0012-A-23-3551-00234961-N | 2495 | 1622.685 | 0.202 | 270 | 145 | 178 | Polo 23MBL Erection Material | 22695678 |  | N | N
Polo | FAIST Anlagenbau GmbH Krumbach | TPMC | Material de fijación | Fixing Material | Arandela A 10,5 DIN EN ISO 7089 TZN | Washer A 10,5 DIN EN ISO 7089 TZN | 3551 | 23MBL304 | AIR INTAKE SYSTEM | 24 | PCE | Germany |  | 23MBL |  | 2 |  |  | 2321 | S-2321-0012-A-23-3551-00234961-N | 2495 | 1622.685 | 0.086 | 270 | 145 | 178 | Polo 23MBL Erection Material | 22695679 |  | N | N
Polo | FAIST Anlagenbau GmbH Krumbach | TPMC | Material de fijación | Fixing Material | M16x45 - 8.8 DIN EN ISO 4017 TZN | M16x45 - 8.8 DIN EN ISO 4017 TZN | 3551 | 23MBL304 | AIR INTAKE SYSTEM | 200 | PCE | Germany |  | 23MBL |  | 2 |  |  | 2321 | S-2321-0012-A-23-3551-00234961-N | 2495 | 1622.685 | 20.6 | 270 | 145 | 178 | Polo 23MBL Erection Material | 22695680 |  | N | N
Polo | FAIST Anlagenbau GmbH Krumbach | TPMC | Material de fijación | Fixing Material | M16x50 - 70 DIN EN ISO 4017 A4 | M16x50 - 70 DIN EN ISO 4017 A4 | 3551 | 23MBL304 | AIR INTAKE SYSTEM | 80 | PCE | Germany |  | 23MBL |  | 2 |  |  | 2321 | S-2321-0012-A-23-3551-00234961-N | 2495 | 1622.685 | 8.24 | 270 | 145 | 178 | Polo 23MBL Erection Material | 22695681 |  | N | N
Polo | FAIST Anlagenbau GmbH Krumbach | TPMC | Material de fijación | Fixing Material | M16x40 - 5.6 DIN EN ISO 4017 TZN | M16x40 - 5.6 DIN EN ISO 4017 TZN | 3551 | 23MBL304 | AIR INTAKE SYSTEM | 700 | PCE | Germany |  | 23MBL |  | 2 |  |  | 2321 | S-2321-0012-A-23-3551-00234961-N | 2495 | 1622.685 | 70.7 | 270 | 145 | 178 | Polo 23MBL Erection Material | 22695682 |  | N | N
Polo | FAIST Anlagenbau GmbH Krumbach | TPMC | Material de fijación | Fixing Material | M16x45 - 70 DIN EN ISO 4017 A4 | M16x45 - 70 DIN EN ISO 4017 A4 | 3551 | 23MBL304 | AIR INTAKE SYSTEM | 60 | PCE | Germany |  | 23MBL |  | 2 |  |  | 2321 | S-2321-0012-A-23-3551-00234961-N | 2495 | 1622.685 | 6.72 | 270 | 145 | 178 | Polo 23MBL Erection Material | 22695683 |  | N | N
Polo | FAIST Anlagenbau GmbH Krumbach | TPMC | Material de fijación | Fixing Material | M16x40 - 70 DIN EN ISO 4017 A4 | M16x40 - 70 DIN EN ISO 4017 A4 | 3551 | 23MBL304 | AIR INTAKE SYSTEM | 400 | PCE | Germany |  | 23MBL |  | 2 |  |  | 2321 | S-2321-0012-A-23-3551-00234961-N | 2495 | 1622.685 | 40.4 | 270 | 145 | 178 | Polo 23MBL Erection Material | 22695684 |  | N | N
Polo | FAIST Anlagenbau GmbH Krumbach | TPMC | Material de fijación | Fixing Material | M16x60 - 5.6 DIN EN ISO 4017 TZN | M16x60 - 5.6 DIN EN ISO 4017 TZN | 3551 | 23MBL304 | AIR INTAKE SYSTEM | 20 | PCE | Germany |  | 23MBL |  | 2 |  |  | 2321 | S-2321-0012-A-23-3551-00234961-N | 2495 | 1622.685 | 0.158 | 270 | 145 | 178 | Polo 23MBL Erection Material | 22695699 |  | N | N
Polo | FAIST Anlagenbau GmbH Krumbach | TPMC | Material de fijación | Fixing Material | Tornillo rascado 6,3x25 A4 con arandela perforado y sellado | Tapping screw 6,3x25 A4 with drilling & sealing washer | 3551 | 23MBL304 | AIR INTAKE SYSTEM | 200 | PCE | Germany |  | 23MBL |  | 2 |  |  | 2321 | S-2321-0012-A-23-3551-00234961-N | 2495 | 1622.685 | 1.58 | 270 | 145 | 178 | Polo 23MBL Erection Material | 22695700 |  | N | N
Polo | FAIST Anlagenbau GmbH Krumbach | TPMC | Material de fijación | Fixing Material | Arandela 17 DIN EN ISO 7093 TZN | Washer 17 DIN EN ISO 7093 TZN | 3551 | 23MBL304 | AIR INTAKE SYSTEM | 1800 | PCE | Germany |  | 23MBL |  | 2 |  |  | 2321 | S-2321-0012-A-23-3551-00234961-N | 2495 | 1622.685 | 73.62 | 270 | 145 | 178 | Polo 23MBL Erection Material | 22695701 |  | N | N
Polo | FAIST Anlagenbau GmbH Krumbach | TPMC | Material de fijación | Fixing Material | Arandela 17 DIN EN ISO 7093 A4 | Washer 17 DIN EN ISO 7093 A4 | 3551 | 23MBL304 | AIR INTAKE SYSTEM | 1080 | PCE | Germany |  | 23MBL |  | 2 |  |  | 2321 | S-2321-0012-A-23-3551-00234961-N | 2495 | 1622.685 | 44.172 | 270 | 145 | 178 | Polo 23MBL Erection Material | 22695702 |  | N | N
Polo | FAIST Anlagenbau GmbH Krumbach | TPMC | Material de fijación | Fixing Material | Tuerca M16 - 8 DIN EN ISO 4032 TZN | Nut M16 - 8 DIN EN ISO 4032 TZN | 3551 | 23MBL304 | AIR INTAKE SYSTEM | 900 | PCE | Germany |  | 23MBL |  | 2 |  |  | 2321 | S-2321-0012-A-23-3551-00234961-N | 2495 | 1622.685 | 29.97 | 270 | 145 | 178 | Polo 23MBL Erection Material | 22695703 |  | N | N
Polo | FAIST Anlagenbau GmbH Krumbach | TPMC | Material de fijación | Fixing Material | Tuerca M16 - 70 DIN EN ISO 4032 A4 | Nut M16 - 70 DIN EN ISO 4032 A4 | 3551 | 23MBL304 | AIR INTAKE SYSTEM | 540 | PCE | Germany |  | 23MBL |  | 2 |  |  | 2321 | S-2321-0012-A-23-3551-00234961-N | 2495 | 1622.685 | 17.982 | 270 | 145 | 178 | Polo 23MBL Erection Material | 22695704 |  | N | N
Polo | FAIST Anlagenbau GmbH Krumbach | TPMC | Material de fijación | Fixing Material | M24x70 10.9 DIN EN ISO 14399-4 TZN | M24x70 10.9 DIN EN ISO 14399-4 TZN | 3551 | 23MBL304 | AIR INTAKE SYSTEM | 4 | PCE | Germany |  | 23MBL |  | 2 |  |  | 2321 | S-2321-0012-A-23-3551-00234961-N | 2495 | 1622.685 | 1.72 | 270 | 145 | 178 | Polo 23MBL Erection Material | 22695705 |  | N | N
Polo | FAIST Anlagenbau GmbH Krumbach | TPMC | Material de fijación | Fixing Material | Arandela 25 DIN EN ISO 14399-6 TZN | Washer 25 DIN EN ISO 14399-6 TZN | 3551 | 23MBL304 | AIR INTAKE SYSTEM | 8 | PCE | Germany |  | 23MBL |  | 2 |  |  | 2321 | S-2321-0012-A-23-3551-00234961-N | 2495 | 1622.685 | 0.245 | 270 | 145 | 178 | Polo 23MBL Erection Material | 22695706 |  | N | N
Polo | FAIST Anlagenbau GmbH Krumbach | TPMC | Material de fijación | Fixing Material | Tuerca M24 - 10 DIN EN ISO 14399-4 TZN | Nut M24 - 10 DIN EN ISO 14399-4 TZN | 3551 | 23MBL304 | AIR INTAKE SYSTEM | 4 | PCE | Germany |  | 23MBL |  | 2 |  |  | 2321 | S-2321-0012-A-23-3551-00234961-N | 2495 | 1622.685 | 0.652 | 270 | 145 | 178 | Polo 23MBL Erection Material | 22695707 |  | N | N
Polo | FAIST Anlagenbau GmbH Krumbach | TPMC | Material de fijación | Fixing Material | Biela roscada M8x1000 DIN 976-1 A4 | Threaded rod M8x1000 DIN 976-1 A4 | 3551 | 23MBL304 | AIR INTAKE SYSTEM | 20 | PCE | Germany |  | 23MBL |  | 2 |  |  | 2321 | S-2321-0012-A-23-3551-00234961-N | 2495 | 1622.685 | 6.38 | 270 | 145 | 178 | Polo 23MBL Erection Material | 22695708 |  | N | N
Polo | FAIST Anlagenbau GmbH Krumbach | TPMC | Material de fijación | Fixing Material | Tuerca M 8 - 70 DIN EN ISO 4032 A4 | Nut M 8 - 70 DIN EN ISO 4032 A4 | 3551 | 23MBL304 | AIR INTAKE SYSTEM | 80 | PCE | Germany |  | 23MBL |  | 2 |  |  | 2321 | S-2321-0012-A-23-3551-00234961-N | 2495 | 1622.685 | 0.416 | 270 | 145 | 178 | Polo 23MBL Erection Material | 22695709 |  | N | N
Polo | FAIST Anlagenbau GmbH Krumbach | TPMC | Material de fijación | Fixing Material | Arandela A 8,4 DIN EN ISO 7089 A4 | Washer A 8,4 DIN EN ISO 7089 A4 | 3551 | 23MBL304 | AIR INTAKE SYSTEM | 80 | PCE | Germany |  | 23MBL |  | 2 |  |  | 2321 | S-2321-0012-A-23-3551-00234961-N | 2495 | 1622.685 | 0.146 | 270 | 145 | 178 | Polo 23MBL Erection Material | 22695710 |  | N | N
Polo | FAIST Anlagenbau GmbH Krumbach | TPMC | Material de fijación | Fixing Material | Sujeción de arandela DIN 3017 50-70 tzn | hose clamp DIN 3017 50-70 tzn | 3551 | 23MBL304 | AIR INTAKE SYSTEM | 50 | PCE | Germany |  | 23MBL |  | 2 |  |  | 2321 | S-2321-0012-A-23-3551-00234961-N | 2495 | 1622.685 | 0.26 | 270 | 145 | 178 | Polo 23MBL Erection Material | 22695711 |  | N | N
Polo | FAIST Anlagenbau GmbH Krumbach | TPMC | Material de fijación | Fixing Material | Sujeción de tubo DN 15 DIN 4109 A2 (21,3) | Pipe clamp DN 15 DIN 4109 A2 (21,3) | 3551 | 23MBL304 | AIR INTAKE SYSTEM | 12 | PCE | Germany |  | 23MBL |  | 2 |  |  | 2321 | S-2321-0012-A-23-3551-00234961-N | 2495 | 1622.685 | 0.708 | 270 | 145 | 178 | Polo 23MBL Erection Material | 22695729 |  | N | N
Polo | FAIST Anlagenbau GmbH Krumbach | TPMC | Material de fijación | Fixing Material | Enchufe DIN 910, G1/2" A4 | Plug DIN 910, G1/2" A4 | 3551 | 23MBL304 | AIR INTAKE SYSTEM | 1 | PCE | Germany |  | 23MBL |  | 2 |  |  | 2321 | S-2321-0012-A-23-3551-00234961-N | 2495 | 1622.685 | 0.07 | 270 | 145 | 178 | Polo 23MBL Erection Material | 22695730 |  | N | N
Polo | FAIST Anlagenbau GmbH Krumbach | TPMC | Material de fijación | Fixing Material | Arandela 17 DIN EN ISO 7093 TZN | Washer 17 DIN EN ISO 7093 TZN | 3551 | 23MBL304 | AIR INTAKE SYSTEM | 144 | PCE | Germany |  | 23MBL |  | 2 |  |  | 2321 | S-2321-0012-A-23-3551-00234961-N | 2495 | 1622.685 | 1.627 | 270 | 145 | 178 | Polo 23MBL Erection Material | 22695731 |  | N | N
Polo | FAIST Anlagenbau GmbH Krumbach | TPMC | Material de fijación | Fixing Material | M16x50 - 5.6 DIN EN ISO 4017 TZN | M16x50 - 5.6 DIN EN ISO 4017 TZN | 3551 | 23MBL304 | AIR INTAKE SYSTEM | 144 | PCE | Germany |  | 23MBL |  | 2 |  |  | 2321 | S-2321-0012-A-23-3551-00234961-N | 2495 | 1622.685 | 14.832 | 270 | 145 | 178 | Polo 23MBL Erection Material | 22695732 |  | N | N
Polo | FAIST Anlagenbau GmbH Krumbach | TPMC | Material de fijación | Fixing Material | M16x45 - 4.6 DIN EN ISO 10642 TZN | M16x45 - 4.6 DIN EN ISO 10642 TZN | 3551 | 23MBL304 | AIR INTAKE SYSTEM | 128 | PCE | Germany |  | 23MBL |  | 2 |  |  | 2321 | S-2321-0012-A-23-3551-00234961-N | 2495 | 1622.685 | 9.184 | 270 | 145 | 178 | Polo 23MBL Erection Material | 22695733 |  | N | N
Polo | FAIST Anlagenbau GmbH Krumbach | TPMC | Material de fijación | Fixing Material | M6x30 - 70 DIN EN ISO 4762 A4 | M6x30 - 70 DIN EN ISO 4762 A4 | 3551 | 23MBL304 | AIR INTAKE SYSTEM | 4 | PCE | Germany |  | 23MBL |  | 2 |  |  | 2321 | S-2321-0012-A-23-3551-00234961-N | 2495 | 1622.685 | 0.04 | 270 | 145 | 178 | Polo 23MBL Erection Material | 22695734 |  | N | N
Polo | FAIST Anlagenbau GmbH Krumbach | TPMC | Material de fijación | Fixing Material | M30x60 DIN EN ISO 4017-tZn | M30x60 DIN EN ISO 4017-tZn | 3551 | 23MBL304 | AIR INTAKE SYSTEM | 4 | PCE | Germany |  | 23MBL |  | 2 |  |  | 2321 | S-2321-0012-A-23-3551-00234961-N | 2495 | 1622.685 | 2.392 | 270 | 145 | 178 | Polo 23MBL Erection Material | 22695735 |  | N | N
Polo | FAIST Anlagenbau GmbH Krumbach | TPMC | Material de fijación | Fixing Material | M12x35 - 70 DIN EN ISO 4017 A4 | M12x35 - 70 DIN EN ISO 4017 A4 | 3551 | 23MBL304 | AIR INTAKE SYSTEM | 2 | PCE | Germany |  | 23MBL |  | 2 |  |  | 2321 | S-2321-0012-A-23-3551-00234961-N | 2495 | 1622.685 | 0.088 | 270 | 145 | 178 | Polo 23MBL Erection Material | 22695750 |  | N | N
Polo | FAIST Anlagenbau GmbH Krumbach | TPMC | Material de fijación | Fixing Material | Tuerca M12 - 70 DIN EN ISO 4032 A4 | Nut M12 - 70 DIN EN ISO 4032 A4 | 3551 | 23MBL304 | AIR INTAKE SYSTEM | 2 | PCE | Germany |  | 23MBL |  | 2 |  |  | 2321 | S-2321-0012-A-23-3551-00234961-N | 2495 | 1622.685 | 0.035 | 270 | 145 | 178 | Polo 23MBL Erection Material | 22695751 |  | N | N
Polo | FAIST Anlagenbau GmbH Krumbach | TPMC | Material de fijación | Fixing Material | Arandela A 13 DIN EN ISO 7089 A4 | Washer A 13 DIN EN ISO 7089 A4 | 3551 | 23MBL304 | AIR INTAKE SYSTEM | 4 | PCE | Germany |  | 23MBL |  | 2 |  |  | 2321 | S-2321-0012-A-23-3551-00234961-N | 2495 | 1622.685 | 0.025 | 270 | 145 | 178 | Polo 23MBL Erection Material | 22695752 |  | N | N
Polo | FAIST Anlagenbau GmbH Krumbach | TPMC | Material de fijación | Fixing Material | Argolla M 20x300 DIN 444 TZN | Eye bolt M 20x300 DIN 444 TZN | 3551 | 23MBL304 | AIR INTAKE SYSTEM | 20 | PCE | Germany |  | 23MBL |  | 2 |  |  | 2321 | S-2321-0012-A-23-3551-00234961-N | 2495 | 1622.685 | 16.36 | 270 | 145 | 178 | Polo 23MBL Erection Material | 22695753 |  | N | N
Polo | FAIST Anlagenbau GmbH Krumbach | TPMC | Material de fijación | Fixing Material | Tuerca M20 - 5 DIN EN ISO 4032 TZN | Nut M20 - 5 DIN EN ISO 4032 TZN | 3551 | 23MBL304 | AIR INTAKE SYSTEM | 20 | PCE | Germany |  | 23MBL |  | 2 |  |  | 2321 | S-2321-0012-A-23-3551-00234961-N | 2495 | 1622.685 | 0.666 | 270 | 145 | 178 | Polo 23MBL Erection Material | 22695754 |  | N | N
Polo | FAIST Anlagenbau GmbH Krumbach | TPMC | Material de fijación | Fixing Material | Arandela con tap 21 DIN 93 TZN | Washer with tap 21 DIN 93 TZN | 3551 | 23MBL304 | AIR INTAKE SYSTEM | 20 | PCE | Germany |  | 23MBL |  | 2 |  |  | 2321 | S-2321-0012-A-23-3551-00234961-N | 2495 | 1622.685 | 0.22 | 270 | 145 | 178 | Polo 23MBL Erection Material | 22695755 |  | N | N
Polo | FAIST Anlagenbau GmbH Krumbach | TPMC | Material de fijación | Fixing Material | Clavija B18x70x4x65 DIN EN ISO 22341 TZN | Pin B18x70x4x65 DIN EN ISO 22341 TZN | 3551 | 23MBL304 | AIR INTAKE SYSTEM | 20 | PCE | Germany |  | 23MBL |  | 2 |  |  | 2321 | S-2321-0012-A-23-3551-00234961-N | 2495 | 1622.685 | 3.2 | 270 | 145 | 178 | Polo 23MBL Erection Material | 22695756 |  | N | N
Polo | FAIST Anlagenbau GmbH Krumbach | TPMC | Material de fijación | Fixing Material | Pasador del muelle 4 DIN 11024 TZN | Spring cotter 4 DIN 11024 TZN | 3551 | 23MBL304 | AIR INTAKE SYSTEM | 20 | PCE | Germany |  | 23MBL |  | 2 |  |  | 2321 | S-2321-0012-A-23-3551-00234961-N | 2495 | 1622.685 | 0.378 | 270 | 145 | 178 | Polo 23MBL Erection Material | 22695757 |  | N | N
Polo | FAIST Anlagenbau GmbH Krumbach | TPMC | Material de fijación | Fixing Material | M16x50 - 5.6 DIN EN ISO 4017 TZN | M16x50 - 5.6 DIN EN ISO 4017 TZN | 3551 | 23MBL304 | AIR INTAKE SYSTEM | 82 | PCE | Germany |  | 23MBL |  | 2 |  |  | 2321 | S-2321-0012-A-23-3551-00234961-N | 2495 | 1622.685 | 9.512 | 270 | 145 | 178 | Polo 23MBL Erection Material | 22695758 |  | N | N
Polo | FAIST Anlagenbau GmbH Krumbach | TPMC | Material de fijación | Fixing Material | Arandela 17 DIN EN ISO 7093 TZN | Washer 17 DIN EN ISO 7093 TZN | 3551 | 23MBL304 | AIR INTAKE SYSTEM | 82 | PCE | Germany |  | 23MBL |  | 2 |  |  | 2321 | S-2321-0012-A-23-3551-00234961-N | 2495 | 1622.685 | 0.902 | 270 | 145 | 178 | Polo 23MBL Erection Material | 22695759 |  | N | N
Polo | FAIST Anlagenbau GmbH Krumbach | TPMC | Material de fijación | Fixing Material | Enchufe DIN 910, G1/2" A4 | Plug DIN 910, G1/2" A4 | 3551 | 23MBL304 | AIR INTAKE SYSTEM | 5 | PCE | Germany |  | 23MBL |  | 2 |  |  | 2321 | S-2321-0012-A-23-3551-00234961-N | 2495 | 1622.685 | 1.5 | 270 | 145 | 178 | Polo 23MBL Erection Material | 22695760 |  | N | N
Polo | FAIST Anlagenbau GmbH Krumbach | TPMC | Material de fijación | Fixing Material | Enchufe DIN 910, G1" A4 | Plug DIN 910, G1" A4 | 3551 | 23MBL304 | AIR INTAKE SYSTEM | 6 | PCE | Germany |  | 23MBL |  | 2 |  |  | 2321 | S-2321-0012-A-23-3551-00234961-N | 2495 | 1622.685 | 1.68 | 270 | 145 | 178 | Polo 23MBL Erection Material | 22695761 |  | N | N
Polo | FAIST Anlagenbau GmbH Krumbach | TPMC | Material de fijación | Fixing Material | Tornillo roscado 6,3x25 A4 | Tapping screw 6,3x25 A4 | 3551 | 23MBL304 | AIR INTAKE SYSTEM | 10 | PCE | Germany |  | 23MBL |  | 2 |  |  | 2321 | S-2321-0012-A-23-3551-00234961-N | 2495 | 1622.685 | 0.079 | 270 | 145 | 178 | Polo 23MBL Erection Material | 22695762 |  | N | N
Polo | FAIST Anlagenbau GmbH Krumbach | TPMC | Material de fijación | Fixing Material | M16x50 - 5.6 DIN EN ISO 4017 TZN | M16x50 - 5.6 DIN EN ISO 4017 TZN | 3551 | 23MBL304 | AIR INTAKE SYSTEM | 82 | PCE | Germany |  | 23MBL |  | 2 |  |  | 2321 | S-2321-0012-A-23-3551-00234961-N | 2495 | 1622.685 | 8.446 | 270 | 145 | 178 | Polo 23MBL Erection Material | 22695763 |  | N | N
Polo | FAIST Anlagenbau GmbH Krumbach | TPMC | Material de fijación | Fixing Material | Arandela 17 DIN EN ISO 7093 TZN | Washer 17 DIN EN ISO 7093 TZN | 3551 | 23MBL304 | AIR INTAKE SYSTEM | 82 | PCE | Germany |  | 23MBL |  | 2 |  |  | 2321 | S-2321-0012-A-23-3551-00234961-N | 2495 | 1622.685 | 3.354 | 270 | 145 | 178 | Polo 23MBL Erection Material | 22695764 |  | N | N
Polo | FAIST Anlagenbau GmbH Krumbach | TPMC | Material de fijación | Fixing Material | M16x50 - 5.6 DIN EN ISO 4017 TZN | M16x50 - 5.6 DIN EN ISO 4017 TZN | 3551 | 23MBL304 | AIR INTAKE SYSTEM | 82 | PCE | Germany |  | 23MBL |  | 2 |  |  | 2321 | S-2321-0012-A-23-3551-00234961-N | 2495 | 1622.685 | 8.446 | 270 | 145 | 178 | Polo 23MBL Erection Material | 22695765 |  | N | N
Polo | FAIST Anlagenbau GmbH Krumbach | TPMC | Material de fijación | Fixing Material | Arandela 17 DIN EN ISO 7093 TZN | Washer 17 DIN EN ISO 7093 TZN | 3551 | 23MBL304 | AIR INTAKE SYSTEM | 82 | PCE | Germany |  | 23MBL |  | 2 |  |  | 2321 | S-2321-0012-A-23-3551-00234961-N | 2495 | 1622.685 | 3.354 | 270 | 145 | 178 | Polo 23MBL Erection Material | 22695766 |  | N | N
Polo | FAIST Anlagenbau GmbH Krumbach | TPMC | Material de fijación | Fixing Material | M16x65 - 10.9 DIN EN ISO 4017 TZN | M16x65 - 10.9 DIN EN ISO 4017 TZN | 3551 | 23MBL304 | AIR INTAKE SYSTEM | 20 | PCE | Germany |  | 23MBL |  | 2 |  |  | 2321 | S-2321-0012-A-23-3551-00234961-N | 2495 | 1622.685 | 2.46 | 270 | 145 | 178 | Polo 23MBL Erection Material | 22695776 |  | N | N
Polo | FAIST Anlagenbau GmbH Krumbach | TPMC | Material de fijación | Fixing Material | Arandela A 21 DIN EN ISO 7089 TZN | Washer A 21 DIN EN ISO 7089 TZN | 3551 | 23MBL304 | AIR INTAKE SYSTEM | 52 | PCE | Germany |  | 23MBL |  | 2 |  |  | 2321 | S-2321-0012-A-23-3551-00234961-N | 2495 | 1622.685 | 0.894 | 270 | 145 | 178 | Polo 23MBL Erection Material | 22695777 |  | N | N
Polo | FAIST Anlagenbau GmbH Krumbach | TPMC | Material de fijación | Fixing Material | M20x110 - 5.6 DIN EN ISO 4017 TZN | M20x110 - 5.6 DIN EN ISO 4017 TZN | 3551 | 23MBL304 | AIR INTAKE SYSTEM | 20 | PCE | Germany |  | 23MBL |  | 2 |  |  | 2321 | S-2321-0012-A-23-3551-00234961-N | 2495 | 1622.685 | 6.04 | 270 | 145 | 178 | Polo 23MBL Erection Material | 22695778 |  | N | N
Polo | FAIST Anlagenbau GmbH Krumbach | TPMC | Material de fijación | Fixing Material | Arandela A 25 DIN EN ISO 7349 TZN | Washer A 25 DIN EN ISO 7349 TZN | 3551 | 23MBL304 | AIR INTAKE SYSTEM | 20 | PCE | Germany |  | 23MBL |  | 2 |  |  | 2321 | S-2321-0012-A-23-3551-00234961-N | 2495 | 1622.685 | 0.646 | 270 | 145 | 178 | Polo 23MBL Erection Material | 22695779 |  | N | N
Polo | FAIST Anlagenbau GmbH Krumbach | TPMC | Material de fijación | Fixing Material | M20x75 - 5.6 DIN EN ISO 4017 TZN | M20x75 - 5.6 DIN EN ISO 4017 TZN | 3551 | 23MBL304 | AIR INTAKE SYSTEM | 16 | PCE | Germany |  | 23MBL |  | 2 |  |  | 2321 | S-2321-0012-A-23-3551-00234961-N | 2495 | 1622.685 | 0.517 | 270 | 145 | 178 | Polo 23MBL Erection Material | 22695780 |  | N | N
Polo | FAIST Anlagenbau GmbH Krumbach | TPMC | Material de fijación | Fixing Material | Tuerca M20 - 5 DIN EN ISO 4032 TZN | Nut M20 - 5 DIN EN ISO 4032 TZN | 3551 | 23MBL304 | AIR INTAKE SYSTEM | 16 | PCE | Germany |  | 23MBL |  | 2 |  |  | 2321 | S-2321-0012-A-23-3551-00234961-N | 2495 | 1622.685 | 1.03 | 270 | 145 | 178 | Polo 23MBL Erection Material | 22695781 |  | N | N
Polo | FAIST Anlagenbau GmbH Krumbach | TPMC | Material de fijación | Fixing Material | Arandela A 17 DIN EN ISO 7089 TZN | Washer A 17 DIN EN ISO 7089 TZN | 3551 | 23MBL304 | AIR INTAKE SYSTEM | 20 | PCE | Germany |  | 23MBL |  | 2 |  |  | 2321 | S-2321-0012-A-23-3551-00234961-N | 2495 | 1622.685 | 0.226 | 270 | 145 | 178 | Polo 23MBL Erection Material | 22695782 |  | N | N
Polo | FAIST Anlagenbau GmbH Krumbach | TPMC | Material de fijación | Fixing Material | Arandela A 21 DIN EN ISO 7089 CU | Washer A 21 DIN EN ISO 7089 CU | 3551 | 23MBL304 | AIR INTAKE SYSTEM | 32 | PCE | Germany |  | 23MBL |  | 2 |  |  | 2321 | S-2321-0012-A-23-3551-00234961-N | 2495 | 1622.685 | 0.55 | 270 | 145 | 178 | Polo 23MBL Erection Material | 22695783 |  | N | N
Polo | FAIST Anlagenbau GmbH Krumbach | TPMC | Material de fijación | Fixing Material | Pasodor con perno TA M12-S/25 | Dowel with bolt TA M12-S/25 | 3551 | 23MBL304 | AIR INTAKE SYSTEM | 3 | PCE | Germany |  | 23MBL |  | 2 |  |  | 2321 | S-2321-0012-A-23-3551-00234961-N | 2495 | 1622.685 | 0.33 | 270 | 145 | 178 | Polo 23MBL Erection Material | 22695784 |  | N | N
Polo | FAIST Anlagenbau GmbH Krumbach | TPMC | Material de fijación | Fixing Material | Arandela A13,5 DIN 7989-A4 | washer A13,5 DIN 7989-A4 | 3551 | 23MBL304 | AIR INTAKE SYSTEM | 96 | PCE | Germany |  | 23MBL |  | 2 |  |  | 2321 | S-2321-0012-A-23-3551-00234961-N | 2495 | 1622.685 | 1.862 | 270 | 145 | 178 | Polo 23MBL Erection Material | 22695785 |  | N | N
Polo | FAIST Anlagenbau GmbH Krumbach | TPMC | Material de fijación | Fixing Material | Arandela A13,5 DIN EN ISO 7089 - A4 | washer A13,5 DIN EN ISO 7089 - A4 | 3551 | 23MBL304 | AIR INTAKE SYSTEM | 164 | PCE | Germany |  | 23MBL |  | 2 |  |  | 2321 | S-2321-0012-A-23-3551-00234961-N | 2495 | 1622.685 | 1.028 | 270 | 145 | 178 | Polo 23MBL Erection Material | 22695792 |  | N | N
Polo | FAIST Anlagenbau GmbH Krumbach | TPMC | Material de fijación | Fixing Material | M12x35 - 70 DIN EN ISO 4017 - A4 | M12x35 - 70 DIN EN ISO 4017 - A4 | 3551 | 23MBL304 | AIR INTAKE SYSTEM | 58 | PCE | Germany |  | 23MBL |  | 2 |  |  | 2321 | S-2321-0012-A-23-3551-00234961-N | 2495 | 1622.685 | 2.54 | 270 | 145 | 178 | Polo 23MBL Erection Material | 22695793 |  | N | N
Polo | FAIST Anlagenbau GmbH Krumbach | TPMC | Material de fijación | Fixing Material | Tuerca M12 - 70 DIN EN ISO 4032 - A4 | nut M12 - 70 DIN EN ISO 4032 - A4 | 3551 | 23MBL304 | AIR INTAKE SYSTEM | 58 | PCE | Germany |  | 23MBL |  | 2 |  |  | 2321 | S-2321-0012-A-23-3551-00234961-N | 2495 | 1622.685 | 1.003 | 270 | 145 | 178 | Polo 23MBL Erection Material | 22695794 |  | N | N
Polo | FAIST Anlagenbau GmbH Krumbach | TPMC | Material de fijación | Fixing Material | Tornillo roscado 6,3x25-A4 | tapping screw 6,3x25-A4 | 3551 | 23MBL304 | AIR INTAKE SYSTEM | 50 | PCE | Germany |  | 23MBL |  | 2 |  |  | 2321 | S-2321-0012-A-23-3551-00234961-N | 2495 | 1622.685 | 0.395 | 270 | 145 | 178 | Polo 23MBL Erection Material | 22695795 |  | N | N
Polo | FAIST Anlagenbau GmbH Krumbach | TPMC | Material de fijación | Fixing Material | Arandela A17 DIN EN ISO 7089 - tZn | washer A17 DIN EN ISO 7089 - tZn | 3551 | 23MBL304 | AIR INTAKE SYSTEM | 20 | PCE | Germany |  | 23MBL |  | 2 |  |  | 2321 | S-2321-0012-A-23-3551-00234961-N | 2495 | 1622.685 | 0.226 | 270 | 145 | 178 | Polo 23MBL Erection Material | 22695796 |  | N | N
Polo | FAIST Anlagenbau GmbH Krumbach | TPMC | Material de fijación | Fixing Material | M16x40 - 5.6 DIN EN ISO 4017 - tZn | M16x40 - 5.6 DIN EN ISO 4017 - tZn | 3551 | 23MBL304 | AIR INTAKE SYSTEM | 12 | PCE | Germany |  | 23MBL |  | 2 |  |  | 2321 | S-2321-0012-A-23-3551-00234961-N | 2495 | 1622.685 | 1.082 | 270 | 145 | 178 | Polo 23MBL Erection Material | 22695797 |  | N | N
Polo | FAIST Anlagenbau GmbH Krumbach | TPMC | Material de fijación | Fixing Material | Tuerca M16 - 5 DIN EN ISO 4032 - tZn | nut M16 - 5 DIN EN ISO 4032 - tZn | 3551 | 23MBL304 | AIR INTAKE SYSTEM | 8 | PCE | Germany |  | 23MBL |  | 2 |  |  | 2321 | S-2321-0012-A-23-3551-00234961-N | 2495 | 1622.685 | 0.722 | 270 | 145 | 178 | Polo 23MBL Erection Material | 22695798 |  | N | N
Polo | FAIST Anlagenbau GmbH Krumbach | TPMC | Material de fijación | Fixing Material | M12x40 - 70 DIN EN ISO 4017 A4 | M12x40 - 70 DIN EN ISO 4017 A4 | 3551 | 23MBL304 | AIR INTAKE SYSTEM | 48 | PCE | Germany |  | 23MBL |  | 2 |  |  | 2321 | S-2321-0012-A-23-3551-00234961-N | 2495 | 1622.685 | 2.275 | 270 | 145 | 178 | Polo 23MBL Erection Material | 22695799 |  | N | N
Polo | FAIST Anlagenbau GmbH Krumbach | TPMC | Material de fijación | Fixing Material | Arandela 6,4 DIN EN ISO 7089 - A4 | washer 6,4 DIN EN ISO 7089 - A4 | 3551 | 23MBL304 | AIR INTAKE SYSTEM | 4 | PCE | Germany |  | 23MBL |  | 2 |  |  | 2321 | S-2321-0012-A-23-3551-00234961-N | 2495 | 1622.685 | 0.361 | 270 | 145 | 178 | Polo 23MBL Erection Material | 22695800 |  | N | N
Polo | FAIST Anlagenbau GmbH Krumbach | TPMC | Material de fijación | Fixing Material | M6x25 - 70 DIN EN ISO 4017 - A4 | M6x25 - 70 DIN EN ISO 4017 - A4 | 3551 | 23MBL304 | AIR INTAKE SYSTEM | 4 | PCE | Germany |  | 23MBL |  | 2 |  |  | 2321 | S-2321-0012-A-23-3551-00234961-N | 2495 | 1622.685 | 0.361 | 270 | 145 | 178 | Polo 23MBL Erection Material | 22695801 |  | N | N
Polo | FAIST Anlagenbau GmbH Krumbach | TPMC | Material de fijación | Fixing Material | M5x40 - 70 DIN EN ISO 4017 - A4 | M5x40 - 70 DIN EN ISO 4017 - A4 | 3551 | 23MBL304 | AIR INTAKE SYSTEM | 18 | PCE | Germany |  | 23MBL |  | 2 |  |  | 2321 | S-2321-0012-A-23-3551-00234961-N | 2495 | 1622.685 | 0.12 | 270 | 145 | 178 | Polo 23MBL Erection Material | 22695802 |  | N | N
Polo | FAIST Anlagenbau GmbH Krumbach | TPMC | Material de fijación | Fixing Material | Arandela A 5,4 DIN EN ISO 7089 A4 | Washer A 5,4 DIN EN ISO 7089 A4 | 3551 | 23MBL304 | AIR INTAKE SYSTEM | 36 | PCE | Germany |  | 23MBL |  | 2 |  |  | 2321 | S-2321-0012-A-23-3551-00234961-N | 2495 | 1622.685 | 0.12 | 270 | 145 | 178 | Polo 23MBL Erection Material | 22695803 |  | N | N
Polo | FAIST Anlagenbau GmbH Krumbach | TPMC | Material de fijación | Fixing Material | Tuerca M 5 - 70 DIN EN ISO 7042 A4 | Nut M 5 - 70 DIN EN ISO 7042 A4 | 3551 | 23MBL304 | AIR INTAKE SYSTEM | 18 | PCE | Germany |  | 23MBL |  | 2 |  |  | 2321 | S-2321-0012-A-23-3551-00234961-N | 2495 | 1622.685 | 0.1 | 270 | 145 | 178 | Polo 23MBL Erection Material | 22695804 |  | N | N
Polo | FAIST Anlagenbau GmbH Krumbach | TPMC | Material de fijación | Fixing Material | M16x50 - 5.6 DIN EN ISO 4017 TZN | M16x50 - 5.6 DIN EN ISO 4017 TZN | 3551 | 23MBL304 | AIR INTAKE SYSTEM | 174 | PCE | Germany |  | 23MBL |  | 2 |  |  | 2321 | S-2321-0012-A-23-3551-00234961-N | 2495 | 1622.685 | 20.184 | 270 | 145 | 178 | Polo 23MBL Erection Material | 22695805 |  | N | N
Polo | FAIST Anlagenbau GmbH Krumbach | TPMC | Material de fijación | Fixing Material | Arandela 17 DIN EN ISO 7093 TZN | Washer 17 DIN EN ISO 7093 TZN | 3551 | 23MBL304 | AIR INTAKE SYSTEM | 134 | PCE | Germany |  | 23MBL |  | 2 |  |  | 2321 | S-2321-0012-A-23-3551-00234961-N | 2495 | 1622.685 | 5.494 | 270 | 145 | 178 | Polo 23MBL Erection Material | 22695806 |  | N | N
Polo | FAIST Anlagenbau GmbH Krumbach | TPMC | Material de fijación | Fixing Material | M16x50 - 70 DIN EN ISO 4017 A4 | M16x50 - 70 DIN EN ISO 4017 A4 | 3551 | 23MBL304 | AIR INTAKE SYSTEM | 328 | PCE | Germany |  | 23MBL |  | 2 |  |  | 2321 | S-2321-0012-A-23-3551-00234961-N | 2495 | 1622.685 | 38.048 | 270 | 145 | 178 | Polo 23MBL Erection Material | 22695807 |  | N | N
Polo | FAIST Anlagenbau GmbH Krumbach | TPMC | Material de fijación | Fixing Material | Arandela 17 DIN EN ISO 7093 A4 | Washer 17 DIN EN ISO 7093 A4 | 3551 | 23MBL304 | AIR INTAKE SYSTEM | 360 | PCE | Germany |  | 23MBL |  | 2 |  |  | 2321 | S-2321-0012-A-23-3551-00234961-N | 2495 | 1622.685 | 14.76 | 270 | 145 | 178 | Polo 23MBL Erection Material | 22695808 |  | N | N
Polo | FAIST Anlagenbau GmbH Krumbach | TPMC | Material de fijación | Fixing Material | Tuerca M16 - 70 DIN EN ISO 4032 A4 | Nut M16 - 70 DIN EN ISO 4032 A4 | 3551 | 23MBL304 | AIR INTAKE SYSTEM | 32 | PCE | Germany |  | 23MBL |  | 2 |  |  | 2321 | S-2321-0012-A-23-3551-00234961-N | 2495 | 1622.685 | 1.066 | 270 | 145 | 178 | Polo 23MBL Erection Material | 22695809 |  | N | N
Polo | FAIST Anlagenbau GmbH Krumbach | TPMC | Material de fijación | Fixing Material | Tuerca M10 - 70 DIN EN ISO 4032 A4 | Nut M10 - 70 DIN EN ISO 4032 A4 | 3551 | 23MBL304 | AIR INTAKE SYSTEM | 240 | PCE | Germany |  | 23MBL |  | 2 |  |  | 2321 | S-2321-0012-A-23-3551-00234961-N | 2495 | 1622.685 | 2.88 | 270 | 145 | 178 | Polo 23MBL Erection Material | 22695810 |  | N | N
Polo | FAIST Anlagenbau GmbH Krumbach | TPMC | Material de fijación | Fixing Material | Arandela A 10,5 DIN EN ISO 7089 A4 | Washer A 10,5 DIN EN ISO 7089 A4 | 3551 | 23MBL304 | AIR INTAKE SYSTEM | 240 | PCE | Germany |  | 23MBL |  | 2 |  |  | 2321 | S-2321-0012-A-23-3551-00234961-N | 2495 | 1622.685 | 0.96 | 270 | 145 | 178 | Polo 23MBL Erection Material | 22695811 |  | N | N
Polo | FAIST Anlagenbau GmbH Krumbach | TPMC | Material de fijación | Fixing Material | Arandela A 17 DIN EN ISO 7089 TZN | Washer A 17 DIN EN ISO 7089 TZN | 3551 | 23MBL304 | AIR INTAKE SYSTEM | 40 | PCE | Germany |  | 23MBL |  | 2 |  |  | 2321 | S-2321-0012-A-23-3551-00234961-N | 2495 | 1622.685 | 0.44 | 270 | 145 | 178 | Polo 23MBL Erection Material | 22695824 |  | N | N
Polo | FAIST Anlagenbau GmbH Krumbach | TPMC | Material de fijación | Fixing Material | M20x90 - 5.6 DIN EN ISO 4017 TZN | M20x90 - 5.6 DIN EN ISO 4017 TZN | 3551 | 23MBL304 | AIR INTAKE SYSTEM | 4 | PCE | Germany |  | 23MBL |  | 2 |  |  | 2321 | S-2321-0012-A-23-3551-00234961-N | 2495 | 1622.685 | 1.18 | 270 | 145 | 178 | Polo 23MBL Erection Material | 22695825 |  | N | N
Polo | FAIST Anlagenbau GmbH Krumbach | TPMC | Material de fijación | Fixing Material | Arandela 22 DIN EN ISO 7093 TZN | Washer 22 DIN EN ISO 7093 TZN | 3551 | 23MBL304 | AIR INTAKE SYSTEM | 12 | PCE | Germany |  | 23MBL |  | 2 |  |  | 2321 | S-2321-0012-A-23-3551-00234961-N | 2495 | 1622.685 | 0.924 | 270 | 145 | 178 | Polo 23MBL Erection Material | 22695826 |  | N | N
Polo | FAIST Anlagenbau GmbH Krumbach | TPMC | Material de fijación | Fixing Material | Tuerca M20 - 5 DIN EN ISO 4032 TZN | Nut M20 - 5 DIN EN ISO 4032 TZN | 3551 | 23MBL304 | AIR INTAKE SYSTEM | 4 | PCE | Germany |  | 23MBL |  | 2 |  |  | 2321 | S-2321-0012-A-23-3551-00234961-N | 2495 | 1622.685 | 0.268 | 270 | 145 | 178 | Polo 23MBL Erection Material | 22695827 |  | N | N
Polo | FAIST Anlagenbau GmbH Krumbach | TPMC | Material de fijación | Fixing Material | Tornillo roscado 6,3x25 A4 | Tapping screw 6,3x25 A4 | 3551 | 23MBL304 | AIR INTAKE SYSTEM | 550 | PCE | Germany |  | 23MBL |  | 2 |  |  | 2321 | S-2321-0012-A-23-3551-00234961-N | 2495 | 1622.685 | 4.345 | 270 | 145 | 178 | Polo 23MBL Erection Material | 22695828 |  | N | N
Polo | FAIST Anlagenbau GmbH Krumbach | TPMC | Material de fijación | Fixing Material | M16x40 - 8.8 DIN EN ISO 4017 TZN | M16x40 - 8.8 DIN EN ISO 4017 TZN | 3551 | 23MBL304 | AIR INTAKE SYSTEM | 110 | PCE | Germany |  | 23MBL |  | 2 |  |  | 2321 | S-2321-0012-A-23-3551-00234961-N | 2495 | 1622.685 | 9.922 | 270 | 145 | 178 | Polo 23MBL Erection Material | 22695829 |  | N | N
Polo | FAIST Anlagenbau GmbH Krumbach | TPMC | Material de fijación | Fixing Material | Tornillo roscado 6,3x25 A4 | Tapping screw 6,3x25 A4 | 3551 | 23MBL304 | AIR INTAKE SYSTEM | 450 | PCE | Germany |  | 23MBL |  | 2 |  |  | 2321 | S-2321-0012-A-23-3551-00234961-N | 2495 | 1622.685 | 3.555 | 270 | 145 | 178 | Polo 23MBL Erection Material | 22695830 |  | N | N
Polo | FAIST Anlagenbau GmbH Krumbach | TPMC | Material de fijación | Fixing Material | M16x50 - 8.8 DIN EN ISO 4017 TZN | M16x50 - 8.8 DIN EN ISO 4017 TZN | 3551 | 23MBL304 | AIR INTAKE SYSTEM | 12 | PCE | Germany |  | 23MBL |  | 2 |  |  | 2321 | S-2321-0012-A-23-3551-00234961-N | 2495 | 1622.685 | 1.236 | 270 | 145 | 178 | Polo 23MBL Erection Material | 22695831 |  | N | N
Polo | FAIST Anlagenbau GmbH Krumbach | TPMC | Material de fijación | Fixing Material | Tuerca M16 8 DIN EN ISO 4032 | nut M16 8 DIN EN ISO 4032 | 3551 | 23MBL304 | AIR INTAKE SYSTEM | 12 | PCE | Germany |  | 23MBL |  | 2 |  |  | 2321 | S-2321-0012-A-23-3551-00234961-N | 2495 | 1622.685 | 0.36 | 270 | 145 | 178 | Polo 23MBL Erection Material | 22695832 |  | N | N
Polo | FAIST Anlagenbau GmbH Krumbach | TPMC | Material de fijación | Fixing Material | Arandela 17 DIN EN ISO 7093 TZN | Washer 17 DIN EN ISO 7093 TZN | 3551 | 23MBL304 | AIR INTAKE SYSTEM | 220 | PCE | Germany |  | 23MBL |  | 2 |  |  | 2321 | S-2321-0012-A-23-3551-00234961-N | 2495 | 1622.685 | 8.8 | 270 | 145 | 178 | Polo 23MBL Erection Material | 22695833 |  | N | N
Polo | FAIST Anlagenbau GmbH Krumbach | TPMC | Material de fijación | Fixing Material | Tuerca M12 - 70 DIN EN ISO 4032 A4 | Nut M12 - 70 DIN EN ISO 4032 A4 | 3551 | 23MBL304 | AIR INTAKE SYSTEM | 240 | PCE | Germany |  | 23MBL |  | 2 |  |  | 2321 | S-2321-0012-A-23-3551-00234961-N | 2495 | 1622.685 | 3.84 | 270 | 145 | 178 | Polo 23MBL Erection Material | 22695834 |  | N | N
Polo | FAIST Anlagenbau GmbH Krumbach | TPMC | Material de fijación | Fixing Material | Arandela 13 DIN EN ISO 7093 A4 | Washer 13 DIN EN ISO 7093 A4 | 3551 | 23MBL304 | AIR INTAKE SYSTEM | 240 | PCE | Germany |  | 23MBL |  | 2 |  |  | 2321 | S-2321-0012-A-23-3551-00234961-N | 2495 | 1622.685 | 5.52 | 270 | 145 | 178 | Polo 23MBL Erection Material | 22695835 |  | N | N
Polo | FAIST Anlagenbau GmbH Krumbach | TPMC | Material de fijación | Fixing Material | Tornillo rascado 6,3x25 A4 con arandela perforado y sellado | Tapping screw 6,3x25 A4 with drilling & sealing washer | 3551 | 23MBL304 | AIR INTAKE SYSTEM | 650 | PCE | Germany |  | 23MBL |  | 2 |  |  | 2321 | S-2321-0012-A-23-3551-00234961-N | 2495 | 1622.685 | 5.135 | 270 | 145 | 178 | Polo 23MBL Erection Material | 22695836 |  | N | N
Polo | FAIST Anlagenbau GmbH Krumbach | TPMC | Material de fijación | Fixing Material | Arandela A 13 DIN EN ISO 7089 A4 | Washer A 13 DIN EN ISO 7089 A4 | 3551 | 23MBL304 | AIR INTAKE SYSTEM | 3 | PCE | Germany |  | 23MBL |  | 2 |  |  | 2321 | S-2321-0012-A-23-3551-00234961-N | 2495 | 1622.685 | 0.019 | 270 | 145 | 178 | Polo 23MBL Erection Material | 22695837 |  | N | N
Polo | FAIST Anlagenbau GmbH Krumbach | TPMC | Material de fijación | Fixing Material | M12 x 35 - 70 DIN EN ISO 4017 A4 | M12 x 35 - 70 DIN EN ISO 4017 A4 | 3551 | 23MBL304 | AIR INTAKE SYSTEM | 3 | PCE | Germany |  | 23MBL |  | 2 |  |  | 2321 | S-2321-0012-A-23-3551-00234961-N | 2495 | 1622.685 | 0.052 | 270 | 145 | 178 | Polo 23MBL Erection Material | 22695838 |  | N | N
Polo | FAIST Anlagenbau GmbH Krumbach | TPMC | Material de fijación | Fixing Material | Hebilla giratoria M8 DIN 1480 galv. | Turnbuckle M8 DIN 1480 galv. | 3551 | 23MBL304 | AIR INTAKE SYSTEM | 2 | PCE | Germany |  | 23MBL |  | 2 |  |  | 2321 | S-2321-0012-A-23-3551-00234961-N | 2495 | 1622.685 | 0.12 | 270 | 145 | 178 | Polo 23MBL Erection Material | 22695605 |  | N | N
Polo | FAIST Anlagenbau GmbH Krumbach | TPMC | Material de fijación | Fixing Material | Arandela 8,4 DIN EN ISO 7093 A4 | Washer 8,4 DIN EN ISO 7093 A4 | 3551 | 23MBL304 | AIR INTAKE SYSTEM | 4 | PCE | Germany |  | 23MBL |  | 2 |  |  | 2321 | S-2321-0012-A-23-3551-00234961-N | 2495 | 1622.685 | 0.007 | 270 | 145 | 178 | Polo 23MBL Erection Material | 22695606 |  | N | N
Polo | FAIST Anlagenbau GmbH Krumbach | TPMC | Material de fijación | Fixing Material | M8x80 - 70 DIN EN ISO 4017 A4 | M8x80 - 70 DIN EN ISO 4017 A4 | 3551 | 23MBL304 | AIR INTAKE SYSTEM | 2 | PCE | Germany |  | 23MBL |  | 2 |  |  | 2321 | S-2321-0012-A-23-3551-00234961-N | 2495 | 1622.685 | 0.063 | 270 | 145 | 178 | Polo 23MBL Erection Material | 22695607 |  | N | N
Polo | FAIST Anlagenbau GmbH Krumbach | TPMC | Material de fijación | Fixing Material | Tuerca M 8 - 70 DIN EN ISO 4032 A4 | Nut M 8 - 70 DIN EN ISO 4032 A4 | 3551 | 23MBL304 | AIR INTAKE SYSTEM | 4 | PCE | Germany |  | 23MBL |  | 2 |  |  | 2321 | S-2321-0012-A-23-3551-00234961-N | 2495 | 1622.685 | 0.021 | 270 | 145 | 178 | Polo 23MBL Erection Material | 22695608 |  | N | N
Polo | FAIST Anlagenbau GmbH Krumbach | TPMC | Material de fijación | Fixing Material | Arandela A 6,4 DIN EN ISO 7089 A4 | Washer A 6,4 DIN EN ISO 7089 A4 | 3551 | 23MBL304 | AIR INTAKE SYSTEM | 8 | PCE | Germany |  | 23MBL |  | 2 |  |  | 2321 | S-2321-0012-A-23-3551-00234961-N | 2495 | 1622.685 | 0.008 | 270 | 145 | 178 | Polo 23MBL Erection Material | 22695609 |  | N | N
Polo | FAIST Anlagenbau GmbH Krumbach | TPMC | Material de fijación | Fixing Material | Tuerca M 6 - 70 DIN EN ISO 4032 A4 | Nut M 6 - 70 DIN EN ISO 4032 A4 | 3551 | 23MBL304 | AIR INTAKE SYSTEM | 8 | PCE | Germany |  | 23MBL |  | 2 |  |  | 2321 | S-2321-0012-A-23-3551-00234961-N | 2495 | 1622.685 | 0.02 | 270 | 145 | 178 | Polo 23MBL Erection Material | 22695610 |  | N | N
Polo | FAIST Anlagenbau GmbH Krumbach | TPMC | Material de fijación | Fixing Material | M6x20 - 70 DIN EN ISO 2009 A4 | M6x20 - 70 DIN EN ISO 2009 A4 | 3551 | 23MBL304 | AIR INTAKE SYSTEM | 8 | PCE | Germany |  | 23MBL |  | 2 |  |  | 2321 | S-2321-0012-A-23-3551-00234961-N | 2495 | 1622.685 | 0.034 | 270 | 145 | 178 | Polo 23MBL Erection Material | 22695611 |  | N | N
Polo | FAIST Anlagenbau GmbH Krumbach | TPMC | Material de fijación | Fixing Material | M10x16 - 5.6 DIN EN ISO 4017 TZN | M10x16 - 5.6 DIN EN ISO 4017 TZN | 3551 | 23MBL304 | AIR INTAKE SYSTEM | 100 | PCE | Germany |  | 23MBL |  | 2 |  |  | 2321 | S-2321-0012-A-23-3551-00234961-N | 2495 | 1622.685 | 3.3 | 270 | 145 | 178 | Polo 23MBL Erection Material | 22695612 |  | N | N
Polo | FAIST Anlagenbau GmbH Krumbach | TPMC | Material de fijación | Fixing Material | Arandela A 10,5 DIN EN ISO 7089 CU | Washer A 10,5 DIN EN ISO 7089 CU | 3551 | 23MBL304 | AIR INTAKE SYSTEM | 100 | PCE | Germany |  | 23MBL |  | 2 |  |  | 2321 | S-2321-0012-A-23-3551-00234961-N | 2495 | 1622.685 | 0.3 | 270 | 145 | 178 | Polo 23MBL Erection Material | 22695613 |  | N | N
Polo | FAIST Anlagenbau GmbH Krumbach | TPMC | Material de fijación | Fixing Material | Arandela de muelle B 10 DIN 137 TZN | Spring washer B 10 DIN 137 TZN | 3551 | 23MBL304 | AIR INTAKE SYSTEM | 100 | PCE | Germany |  | 23MBL |  | 2 |  |  | 2321 | S-2321-0012-A-23-3551-00234961-N | 2495 | 1622.685 | 0.3 | 270 | 145 | 178 | Polo 23MBL Erection Material | 22695614 |  | N | N
Polo | FAIST Anlagenbau GmbH Krumbach | TPMC | FILTRO POR IMPULSOS | PULSE FILTER | FILTRO DE IMPULSOS Dm 408 x 800/48mm/449/140 | PULSE FILTER Dm 408 x 800/48mm/449/140 | 3551 | 23MBL304 | AIR INTAKE SYSTEM | 106 | PCE | Germany |  | 23MBL |  | 20 |  |  | 2321 | S-2321-0013-A-23-3551-00234961-N | 2250 | 1166 | 1166 | 455 | 220 | 265 | Polo 23MBL Erection Material | 22695839 |  | N | N
Polo | FAIST Anlagenbau GmbH Krumbach | TPMC | Material antihelada, material de drenaje | Anti Icing Material, Drainage Material | Salvo acodaduras de soldadura 1 1/4" Figura 500 A4 | But welding elbows 1 1/4" Figur 500 A4 | 3551 | 23MBL304 | AIR INTAKE SYSTEM | 10 | PCE | Germany |  | 23MBL |  | 21 |  |  | 2321 | S-2321-0014-A-23-3551-00234961-N | 8000 | 6579.751 | 1.5 | 1055 | 245 | 255 | Polo 23MBL Erection Material | 22695856 |  | N | N
Polo | FAIST Anlagenbau GmbH Krumbach | TPMC | Material antihelada, material de drenaje | Anti Icing Material, Drainage Material | Sujeción de tubo DN 32 DIN 4109 A2 (42,4) | Pipe clamp DN 32 DIN 4109 A2 (42,4) | 3551 | 23MBL304 | AIR INTAKE SYSTEM | 15 | PCE | Germany |  | 23MBL |  | 21 |  |  | 2321 | S-2321-0014-A-23-3551-00234961-N | 8000 | 6579.751 | 1.05 | 1055 | 245 | 255 | Polo 23MBL Erection Material | 22695857 |  | N | N
Polo | FAIST Anlagenbau GmbH Krumbach | TPMC | Material antihelada, material de drenaje | Anti Icing Material, Drainage Material | Válvula de bola 1/2" 1.4571 / Rosca interna | Ball valve 1/2" 1.4571 Internal Thread | 3551 | 23MBL304 | AIR INTAKE SYSTEM | 4 | PCE | Germany |  | 23MBL |  | 21 |  |  | 2321 | S-2321-0014-A-23-3551-00234961-N | 8000 | 6579.751 | 1.16 | 1055 | 245 | 255 | Polo 23MBL Erection Material | 22695901 |  | N | N
Polo | FAIST Anlagenbau GmbH Krumbach | TPMC | Material antihelada, material de drenaje | Anti Icing Material, Drainage Material | Válvula de bola 1/2" 1.4571 / Rosca interna | Ball valve 1" 1.4571 Internal Thread | 3551 | 23MBL304 | AIR INTAKE SYSTEM | 4 | PCE | Germany |  | 23MBL |  | 21 |  |  | 2321 | S-2321-0014-A-23-3551-00234961-N | 8000 | 6579.751 | 3.12 | 1055 | 245 | 255 | Polo 23MBL Erection Material | 22695902 |  | N | N
Polo | FAIST Anlagenbau GmbH Krumbach | TPMC | Material antihelada, material de drenaje | Anti Icing Material, Drainage Material | Asiento de roscado de unión M.&F. igual 1/2" Figura 341 A4 | union taper seat M.&F. equal 1/2" Figur 341 A4 | 3551 | 23MBL304 | AIR INTAKE SYSTEM | 8 | PCE | Germany |  | 23MBL |  | 21 |  |  | 2321 | S-2321-0014-A-23-3551-00234961-N | 8000 | 6579.751 | 2.4 | 1055 | 245 | 255 | Polo 23MBL Erection Material | 22695903 |  | N | N
Polo | FAIST Anlagenbau GmbH Krumbach | TPMC | Material antihelada, material de drenaje | Anti Icing Material, Drainage Material | Boquilla roscado 1/2", longitud 40 Figura 508 , A4 | threaded nipple 1/2" length 40 Figur 508 , A4 | 3551 | 23MBL304 | AIR INTAKE SYSTEM | 2 | PCE | Germany |  | 23MBL |  | 21 |  |  | 2321 | S-2321-0014-A-23-3551-00234961-N | 8000 | 6579.751 | 0.1 | 1055 | 245 | 255 | Polo 23MBL Erection Material | 22695904 |  | N | N
Polo | FAIST Anlagenbau GmbH Krumbach | TPMC | Material antihelada, material de drenaje | Anti Icing Material, Drainage Material | Boquilla roscado 1/2", longitud 100 Figura 508 , A4 | threaded nipple 1/2" length 100 Figur 508 , A4 | 3551 | 23MBL304 | AIR INTAKE SYSTEM | 2 | PCE | Germany |  | 23MBL |  | 21 |  |  | 2321 | S-2321-0014-A-23-3551-00234961-N | 8000 | 6579.751 | 0.24 | 1055 | 245 | 255 | Polo 23MBL Erection Material | 22695905 |  | N | N
Polo | FAIST Anlagenbau GmbH Krumbach | TPMC | Material antihelada, material de drenaje | Anti Icing Material, Drainage Material | Válvula de comprobación 1", N° Genebre 2440 06 | Check valve 1", Genebre Nr. 2440 06 | 3551 | 23MBL304 | AIR INTAKE SYSTEM | 4 | PCE | Germany |  | 23MBL |  | 21 |  |  | 2321 | S-2321-0014-A-23-3551-00234961-N | 8000 | 6579.751 | 1 | 1055 | 245 | 255 | Polo 23MBL Erection Material | 22695906 |  | N | N
Polo | FAIST Anlagenbau GmbH Krumbach | TPMC | Material antihelada, material de drenaje | Anti Icing Material, Drainage Material | Boquilla de soldadura R1 1.4571 | Welding nipple R1 1.4571 | 3551 | 23MBL304 | AIR INTAKE SYSTEM | 26 | PCE | Germany |  | 23MBL |  | 21 |  |  | 2321 | S-2321-0014-A-23-3551-00234961-N | 8000 | 6579.751 | 2.08 | 1055 | 245 | 255 | Polo 23MBL Erection Material | 22695844 |  | N | N
Polo | FAIST Anlagenbau GmbH Krumbach | TPMC | Material antihelada, material de drenaje | Anti Icing Material, Drainage Material | Boquilla roscada 1" longitud 200 Figura 508 A4 | threaded nipple 1/2" length 60 Figur 508 , A4 | 3551 | 23MBL304 | AIR INTAKE SYSTEM | 2 | PCE | Germany |  | 23MBL |  | 21 |  |  | 2321 | S-2321-0014-A-23-3551-00234961-N | 8000 | 6579.751 | 0.08 | 1055 | 245 | 255 | Polo 23MBL Erection Material | 22695845 |  | N | N
Polo | FAIST Anlagenbau GmbH Krumbach | TPMC | Material antihelada, material de drenaje | Anti Icing Material, Drainage Material | Acodado 90° F.igual 1" Figura 90 A4 | elbow 90° F.equal 1" Figur 90 A4 | 3551 | 23MBL304 | AIR INTAKE SYSTEM | 8 | PCE | Germany |  | 23MBL |  | 21 |  |  | 2321 | S-2321-0014-A-23-3551-00234961-N | 8000 | 6579.751 | 1.44 | 1055 | 245 | 255 | Polo 23MBL Erection Material | 22695846 |  | N | N
Polo | FAIST Anlagenbau GmbH Krumbach | TPMC | Material antihelada, material de drenaje | Anti Icing Material, Drainage Material | Asiento de roscado de unión M. & F. igual 1" Figura 341, A4 | Union taper seat M. & F. Equal 1" Figur 341, A4 | 3551 | 23MBL304 | AIR INTAKE SYSTEM | 11 | PCE | Germany |  | 23MBL |  | 21 |  |  | 2321 | S-2321-0014-A-23-3551-00234961-N | 8000 | 6579.751 | 4.73 | 1055 | 245 | 255 | Polo 23MBL Erection Material | 22695847 |  | N | N
Polo | FAIST Anlagenbau GmbH Krumbach | TPMC | Material antihelada, material de drenaje | Anti Icing Material, Drainage Material | tee F. igual 1" Figura 130 A4 | tee F. equal 1" Figur 130 A4 | 3551 | 23MBL304 | AIR INTAKE SYSTEM | 6 | PCE | Germany |  | 23MBL |  | 21 |  |  | 2321 | S-2321-0014-A-23-3551-00234961-N | 8000 | 6579.751 | 1.5 | 1055 | 245 | 255 | Polo 23MBL Erection Material | 22695848 |  | N | N
Polo | FAIST Anlagenbau GmbH Krumbach | TPMC | Material antihelada, material de drenaje | Anti Icing Material, Drainage Material | Asiento de roscado de unión F. igual 1" Figura 340 A4 | union taper seat F. equal 1" Figur 340 A4 | 3551 | 23MBL304 | AIR INTAKE SYSTEM | 2 | PCE | Germany |  | 23MBL |  | 21 |  |  | 2321 | S-2321-0014-A-23-3551-00234961-N | 8000 | 6579.751 | 0.58 | 1055 | 245 | 255 | Polo 23MBL Erection Material | 22695849 |  | N | N
Polo | FAIST Anlagenbau GmbH Krumbach | TPMC | Material antihelada, material de drenaje | Anti Icing Material, Drainage Material | Boquilla roscada 1" longitud 100 Figura 508 A4 | threaded nipple 1" length 100 Figur 508 , A4 | 3551 | 23MBL304 | AIR INTAKE SYSTEM | 6 | PCE | Germany |  | 23MBL |  | 21 |  |  | 2321 | S-2321-0014-A-23-3551-00234961-N | 8000 | 6579.751 | 1.2 | 1055 | 245 | 255 | Polo 23MBL Erection Material | 22695850 |  | N | N
Polo | FAIST Anlagenbau GmbH Krumbach | TPMC | Material antihelada, material de drenaje | Anti Icing Material, Drainage Material | Boquilla hexagonal M. igual 1" Figura 280 A4 | hexagon nipple M. equal 1" Figur 280 A4 | 3551 | 23MBL304 | AIR INTAKE SYSTEM | 5 | PCE | Germany |  | 23MBL |  | 21 |  |  | 2321 | S-2321-0014-A-23-3551-00234961-N | 8000 | 6579.751 | 0.55 | 1055 | 245 | 255 | Polo 23MBL Erection Material | 22695851 |  | N | N
Polo | FAIST Anlagenbau GmbH Krumbach | TPMC | Material antihelada, material de drenaje | Anti Icing Material, Drainage Material | Tubo 33.7x2 mm 1.4571 | Pipe 33.7x2 mm 1.4571 | 3551 | 23MBL304 | AIR INTAKE SYSTEM | 30 | MTR | Germany |  | 23MBL |  | 21 |  |  | 2321 | S-2321-0014-A-23-3551-00234961-N | 8000 | 6579.751 | 443.1 | 1055 | 245 | 255 | Polo 23MBL Erection Material | 22695840 |  | N | N
Polo | FAIST Anlagenbau GmbH Krumbach | TPMC | Material antihelada, material de drenaje | Anti Icing Material, Drainage Material | Boquilla de reducción 1"exterior a 1/2" interior figura 241 | Reducing Nipple 1"outside to 1/2" inside Figur 241 | 3551 | 23MBL304 | AIR INTAKE SYSTEM | 1 | PCE | Germany |  | 23MBL |  | 21 |  |  | 2321 | S-2321-0014-A-23-3551-00234961-N | 8000 | 6579.751 | 0.15 | 1055 | 245 | 255 | Polo 23MBL Erection Material | 22695852 |  | N | N
Polo | FAIST Anlagenbau GmbH Krumbach | TPMC | Material antihelada, material de drenaje | Anti Icing Material, Drainage Material | acodado 90° F.igual 1 1/4" Figura 90 A4 | elbow 90° F.equal 1 1/4" Figur 90 A4 | 3551 | 23MBL304 | AIR INTAKE SYSTEM | 1 | PCE | Germany |  | 23MBL |  | 21 |  |  | 2321 | S-2321-0014-A-23-3551-00234961-N | 8000 | 6579.751 | 0.15 | 1055 | 245 | 255 | Polo 23MBL Erection Material | 22695853 |  | N | N
Polo | FAIST Anlagenbau GmbH Krumbach | TPMC | Material antihelada, material de drenaje | Anti Icing Material, Drainage Material | Tubo 42,4 x 2,3 mm 1.4571 | Pipe 42,4 x 2,3 mm 1.4571 | 3551 | 23MBL304 | AIR INTAKE SYSTEM | 30 | MTR | Germany |  | 23MBL |  | 21 |  |  | 2321 | S-2321-0014-A-23-3551-00234961-N | 8000 | 6579.751 | 556.2 | 1055 | 245 | 255 | Polo 23MBL Erection Material | 22695841 |  | N | N
Polo | FAIST Anlagenbau GmbH Krumbach | TPMC | Material antihelada, material de drenaje | Anti Icing Material, Drainage Material | Boquilla de soldadura R1 1/4", 1.4571 | Welding nipple R1 1/4", 1.4571 | 3551 | 23MBL304 | AIR INTAKE SYSTEM | 2 | PCE | Germany |  | 23MBL |  | 21 |  |  | 2321 | S-2321-0014-A-23-3551-00234961-N | 8000 | 6579.751 | 0.4 | 1055 | 245 | 255 | Polo 23MBL Erection Material | 22695854 |  | N | N
Polo | FAIST Anlagenbau GmbH Krumbach | TPMC | Material antihelada, material de drenaje | Anti Icing Material, Drainage Material | Boquilla M. reducción 1 1/2 - 1 1/4" Figura 240 | Socket F. reducing 1 1/2 - 1 1/4" Figur 240 | 3551 | 23MBL304 | AIR INTAKE SYSTEM | 1 | PCE | Germany |  | 23MBL |  | 21 |  |  | 2321 | S-2321-0014-A-23-3551-00234961-N | 8000 | 6579.751 | 0.25 | 1055 | 245 | 255 | Polo 23MBL Erection Material | 22695855 |  | N | N
Polo | FAIST Anlagenbau GmbH Krumbach | TPMC | Material antihelada, material de drenaje | Anti Icing Material, Drainage Material | Cuenco de fibras minerales 219/50 | Mineral fibre bowl 219/50 | 3551 | 23MBL304 | AIR INTAKE SYSTEM | 34 | PCE | Germany |  | 23MBL |  | 21 |  |  | 2321 | S-2321-0014-A-23-3551-00234961-N | 8000 | 6579.751 | 187 | 1055 | 245 | 255 | Polo 23MBL Erection Material | 22695886 |  | N | N
Polo | FAIST Anlagenbau GmbH Krumbach | TPMC | Material antihelada, material de drenaje | Anti Icing Material, Drainage Material | Cuenco de fibras minerales 324/50 | Mineral fibre bowl 324/50 | 3551 | 23MBL304 | AIR INTAKE SYSTEM | 34 | PCE | Germany |  | 23MBL |  | 21 |  |  | 2321 | S-2321-0014-A-23-3551-00234961-N | 8000 | 6579.751 | 295.8 | 1055 | 245 | 255 | Polo 23MBL Erection Material | 22695887 |  | N | N
Polo | FAIST Anlagenbau GmbH Krumbach | TPMC | Material antihelada, material de drenaje | Anti Icing Material, Drainage Material | Cuenco de fibras minerales 168/50 | Mineral fibre bowl 168/50 | 3551 | 23MBL304 | AIR INTAKE SYSTEM | 16 | PCE | Germany |  | 23MBL |  | 21 |  |  | 2321 | S-2321-0014-A-23-3551-00234961-N | 8000 | 6579.751 | 72 | 1055 | 245 | 255 | Polo 23MBL Erection Material | 22695888 |  | N | N
Polo | FAIST Anlagenbau GmbH Krumbach | TPMC | Material antihelada, material de drenaje | Anti Icing Material, Drainage Material | Cuenco de fibras minerales 273/50 | Mineral fibre bowl 273/50 | 3551 | 23MBL304 | AIR INTAKE SYSTEM | 16 | PCE | Germany |  | 23MBL |  | 21 |  |  | 2321 | S-2321-0014-A-23-3551-00234961-N | 8000 | 6579.751 | 104 | 1055 | 245 | 255 | Polo 23MBL Erection Material | 22695889 |  | N | N
Polo | FAIST Anlagenbau GmbH Krumbach | TPMC | Material antihelada, material de drenaje | Anti Icing Material, Drainage Material | Tubo pos. 71-13-01 | tube pos. 71-13-01 | 3551 | 23MBL304 | AIR INTAKE SYSTEM | 1 | PCE | Germany |  | 23MBL |  | 21 |  |  | 2321 | S-2321-0014-A-23-3551-00234961-N | 8000 | 6579.751 | 75.3 | 1055 | 245 | 255 | Polo 23MBL Erection Material | 22695858 |  | N | N
Polo | FAIST Anlagenbau GmbH Krumbach | TPMC | Material antihelada, material de drenaje | Anti Icing Material, Drainage Material | Tubo pos. 71-13-02 | tube pos. 71-13-02 | 3551 | 23MBL304 | AIR INTAKE SYSTEM | 1 | PCE | Germany |  | 23MBL |  | 21 |  |  | 2321 | S-2321-0014-A-23-3551-00234961-N | 8000 | 6579.751 | 111.1 | 1055 | 245 | 255 | Polo 23MBL Erection Material | 22695859 |  | N | N
Polo | FAIST Anlagenbau GmbH Krumbach | TPMC | Material antihelada, material de drenaje | Anti Icing Material, Drainage Material | Válvula 1 pos. 71-13-04 | valve 1 pos. 71-13-04 | 3551 | 23MBL304 | AIR INTAKE SYSTEM | 1 | PCE | Germany |  | 23MBL |  | 21 |  |  | 2321 | S-2321-0014-A-23-3551-00234961-N | 8000 | 6579.751 | 78 | 1055 | 245 | 255 | Polo 23MBL Erection Material | 22695860 |  | N | N
Polo | FAIST Anlagenbau GmbH Krumbach | TPMC | Material antihelada, material de drenaje | Anti Icing Material, Drainage Material | Tubo pos. 71-13-07 | tube pos. 71-13-07 | 3551 | 23MBL304 | AIR INTAKE SYSTEM | 1 | PCE | Germany |  | 23MBL |  | 21 |  |  | 2321 | S-2321-0014-A-23-3551-00234961-N | 8000 | 6579.751 | 172 | 1055 | 245 | 255 | Polo 23MBL Erection Material | 22695861 |  | N | N
Polo | FAIST Anlagenbau GmbH Krumbach | TPMC | Material antihelada, material de drenaje | Anti Icing Material, Drainage Material | Tubo pos. 71-13-09 | tube pos. 71-13-09 | 3551 | 23MBL304 | AIR INTAKE SYSTEM | 1 | PCE | Germany |  | 23MBL |  | 21 |  |  | 2321 | S-2321-0014-A-23-3551-00234961-N | 8000 | 6579.751 | 98.4 | 1055 | 245 | 255 | Polo 23MBL Erection Material | 22695862 |  | N | N
Polo | FAIST Anlagenbau GmbH Krumbach | TPMC | Material antihelada, material de drenaje | Anti Icing Material, Drainage Material | Tubo pos. 71-13-10 | tube pos. 71-13-10 | 3551 | 23MBL304 | AIR INTAKE SYSTEM | 1 | PCE | Germany |  | 23MBL |  | 21 |  |  | 2321 | S-2321-0014-A-23-3551-00234961-N | 8000 | 6579.751 | 126.8 | 1055 | 245 | 255 | Polo 23MBL Erection Material | 22695863 |  | N | N
Polo | FAIST Anlagenbau GmbH Krumbach | TPMC | Material antihelada, material de drenaje | Anti Icing Material, Drainage Material | Tubo pos. 71-13-11 | tube pos. 71-13-11 | 3551 | 23MBL304 | AIR INTAKE SYSTEM | 1 | PCE | Germany |  | 23MBL |  | 21 |  |  | 2321 | S-2321-0014-A-23-3551-00234961-N | 8000 | 6579.751 | 248.2 | 1055 | 245 | 255 | Polo 23MBL Erection Material | 22695864 |  | N | N
Polo | FAIST Anlagenbau GmbH Krumbach | TPMC | Material antihelada, material de drenaje | Anti Icing Material, Drainage Material | Tubo pos. 71-13-13 | tube pos. 71-13-13 | 3551 | 23MBL304 | AIR INTAKE SYSTEM | 1 | PCE | Germany |  | 23MBL |  | 21 |  |  | 2321 | S-2321-0014-A-23-3551-00234961-N | 8000 | 6579.751 | 361.4 | 1055 | 245 | 255 | Polo 23MBL Erection Material | 22695865 |  | N | N
Polo | FAIST Anlagenbau GmbH Krumbach | TPMC | Material antihelada, material de drenaje | Anti Icing Material, Drainage Material | Tubo pos. 71-13-14 | tube pos. 71-13-14 | 3551 | 23MBL304 | AIR INTAKE SYSTEM | 1 | PCE | Germany |  | 23MBL |  | 21 |  |  | 2321 | S-2321-0014-A-23-3551-00234961-N | 8000 | 6579.751 | 361.4 | 1055 | 245 | 255 | Polo 23MBL Erection Material | 22695866 |  | N | N
Polo | FAIST Anlagenbau GmbH Krumbach | TPMC | Material antihelada, material de drenaje | Anti Icing Material, Drainage Material | Tubo pos. 71-13-15 | tube pos. 71-13-15 | 3551 | 23MBL304 | AIR INTAKE SYSTEM | 18 | PCE | Germany |  | 23MBL |  | 21 |  |  | 2321 | S-2321-0014-A-23-3551-00234961-N | 8000 | 6579.751 | 1445.4 | 1055 | 245 | 255 | Polo 23MBL Erection Material | 22695867 |  | N | N
Polo | FAIST Anlagenbau GmbH Krumbach | TPMC | Material antihelada, material de drenaje | Anti Icing Material, Drainage Material | Pos. de pieza de fijación 71-13-17 | fixing part pos. 71-13-17 | 3551 | 23MBL304 | AIR INTAKE SYSTEM | 18 | PCE | Germany |  | 23MBL |  | 21 |  |  | 2321 | S-2321-0014-A-23-3551-00234961-N | 8000 | 6579.751 | 86.4 | 1055 | 245 | 255 | Polo 23MBL Erection Material | 22695868 |  | N | N
Polo | FAIST Anlagenbau GmbH Krumbach | TPMC | Material antihelada, material de drenaje | Anti Icing Material, Drainage Material | Pieza de fijación pos. 71-13-19 | blanking plate pos. 71-13-19 | 3551 | 23MBL304 | AIR INTAKE SYSTEM | 2 | PCE | Germany |  | 23MBL |  | 21 |  |  | 2321 | S-2321-0014-A-23-3551-00234961-N | 8000 | 6579.751 | 32.6 | 1055 | 245 | 255 | Polo 23MBL Erection Material | 22695869 |  | N | N
Polo | FAIST Anlagenbau GmbH Krumbach | TPMC | Material antihelada, material de drenaje | Anti Icing Material, Drainage Material | pos. placa cierre 71-13-20 | shut off pl. pos. 71-13-20 | 3551 | 23MBL304 | AIR INTAKE SYSTEM | 2 | PCE | Germany |  | 23MBL |  | 21 |  |  | 2321 | S-2321-0014-A-23-3551-00234961-N | 8000 | 6579.751 | 32.6 | 1055 | 245 | 255 | Polo 23MBL Erection Material | 22695870 |  | N | N
Polo | FAIST Anlagenbau GmbH Krumbach | TPMC | Material antihelada, material de drenaje | Anti Icing Material, Drainage Material | 4 ct10 pos.71-13-21 | 4 kt10 pos.71-13-21 | 3551 | 23MBL304 | AIR INTAKE SYSTEM | 32 | PCE | Germany |  | 23MBL |  | 21 |  |  | 2321 | S-2321-0014-A-23-3551-00234961-N | 8000 | 6579.751 | 1.28 | 1055 | 245 | 255 | Polo 23MBL Erection Material | 22695871 |  | N | N
Polo | FAIST Anlagenbau GmbH Krumbach | TPMC | Material antihelada, material de drenaje | Anti Icing Material, Drainage Material | flexitallic DN200 pos. 71-13-24 | flexitallic DN200 pos. 71-13-24 | 3551 | 23MBL304 | AIR INTAKE SYSTEM | 7 | PCE | Germany |  | 23MBL |  | 21 |  |  | 2321 | S-2321-0014-A-23-3551-00234961-N | 8000 | 6579.751 | 2.1 | 1055 | 245 | 255 | Polo 23MBL Erection Material | 22695872 |  | N | N
Polo | FAIST Anlagenbau GmbH Krumbach | TPMC | Material antihelada, material de drenaje | Anti Icing Material, Drainage Material | Junta plana DN200 pos. 71-13-25 | flat seal DN200 pos. 71-13-25 | 3551 | 23MBL304 | AIR INTAKE SYSTEM | 5 | PCE | Germany |  | 23MBL |  | 21 |  |  | 2321 | S-2321-0014-A-23-3551-00234961-N | 8000 | 6579.751 | 5 | 1055 | 245 | 255 | Polo 23MBL Erection Material | 22695873 |  | N | N
Polo | FAIST Anlagenbau GmbH Krumbach | TPMC | Material antihelada, material de drenaje | Anti Icing Material, Drainage Material | flexitallic DN150 pos. 71-13-26 | flexitallic DN150 pos. 71-13-26 | 3551 | 23MBL304 | AIR INTAKE SYSTEM | 2 | PCE | Germany |  | 23MBL |  | 21 |  |  | 2321 | S-2321-0014-A-23-3551-00234961-N | 8000 | 6579.751 | 2 | 1055 | 245 | 255 | Polo 23MBL Erection Material | 22695874 |  | N | N
Polo | FAIST Anlagenbau GmbH Krumbach | TPMC | Material antihelada, material de drenaje | Anti Icing Material, Drainage Material | Junta plana DN150 pos. 71-13-27 | flat seal DN150 pos. 71-13-27 | 3551 | 23MBL304 | AIR INTAKE SYSTEM | 2 | PCE | Germany |  | 23MBL |  | 21 |  |  | 2321 | S-2321-0014-A-23-3551-00234961-N | 8000 | 6579.751 | 2 | 1055 | 245 | 255 | Polo 23MBL Erection Material | 22695875 |  | N | N
Polo | FAIST Anlagenbau GmbH Krumbach | TPMC | Material antihelada, material de drenaje | Anti Icing Material, Drainage Material | Pos. de soporte 71-13-30 | supporting pos. 71-13-30 | 3551 | 23MBL304 | AIR INTAKE SYSTEM | 5 | PCE | Germany |  | 23MBL |  | 21 |  |  | 2321 | S-2321-0014-A-23-3551-00234961-N | 8000 | 6579.751 | 113.5 | 1055 | 245 | 255 | Polo 23MBL Erection Material | 22695876 |  | N | N
Polo | FAIST Anlagenbau GmbH Krumbach | TPMC | Material antihelada, material de drenaje | Anti Icing Material, Drainage Material | Pos. de soporte 71-13-31 | supporting pos. 71-13-31 | 3551 | 23MBL304 | AIR INTAKE SYSTEM | 2 | PCE | Germany |  | 23MBL |  | 21 |  |  | 2321 | S-2321-0014-A-23-3551-00234961-N | 8000 | 6579.751 | 39.8 | 1055 | 245 | 255 | Polo 23MBL Erection Material | 22695877 |  | N | N
Polo | FAIST Anlagenbau GmbH Krumbach | TPMC | Material antihelada, material de drenaje | Anti Icing Material, Drainage Material | Pos. de soporte 71-13-33 | supporting pos. 71-13-33 | 3551 | 23MBL304 | AIR INTAKE SYSTEM | 1 | PCE | Germany |  | 23MBL |  | 21 |  |  | 2321 | S-2321-0014-A-23-3551-00234961-N | 8000 | 6579.751 | 17.3 | 1055 | 245 | 255 | Polo 23MBL Erection Material | 22695878 |  | N | N
Polo | FAIST Anlagenbau GmbH Krumbach | TPMC | Material antihelada, material de drenaje | Anti Icing Material, Drainage Material | Pos. de soporte 71-13-34 | supporting pos. 71-13-34 | 3551 | 23MBL304 | AIR INTAKE SYSTEM | 10 | PCE | Germany |  | 23MBL |  | 21 |  |  | 2321 | S-2321-0014-A-23-3551-00234961-N | 8000 | 6579.751 | 140 | 1055 | 245 | 255 | Polo 23MBL Erection Material | 22695879 |  | N | N
Polo | FAIST Anlagenbau GmbH Krumbach | TPMC | Material antihelada, material de drenaje | Anti Icing Material, Drainage Material | Pos. de soporte de deslizamiento 71-13-36 | gliding surface pos. 71-13-36 | 3551 | 23MBL304 | AIR INTAKE SYSTEM | 36 | PCE | Germany |  | 23MBL |  | 21 |  |  | 2321 | S-2321-0014-A-23-3551-00234961-N | 8000 | 6579.751 | 295.2 | 1055 | 245 | 255 | Polo 23MBL Erection Material | 22695880 |  | N | N
Polo | FAIST Anlagenbau GmbH Krumbach | TPMC | Material antihelada, material de drenaje | Anti Icing Material, Drainage Material | Pos. de soporte de deslizamiento 71-13-37 | gliding surface pos. 71-13-37 | 3551 | 23MBL304 | AIR INTAKE SYSTEM | 18 | PCE | Germany |  | 23MBL |  | 21 |  |  | 2321 | S-2321-0014-A-23-3551-00234961-N | 8000 | 6579.751 | 162 | 1055 | 245 | 255 | Polo 23MBL Erection Material | 22695881 |  | N | N
Polo | FAIST Anlagenbau GmbH Krumbach | TPMC | Material antihelada, material de drenaje | Anti Icing Material, Drainage Material | Carcasa pos. 71-13-39 | Federtopf pos. 71-13-39 | 3551 | 23MBL304 | AIR INTAKE SYSTEM | 1 | PCE | Germany |  | 23MBL |  | 21 |  |  | 2321 | S-2321-0014-A-23-3551-00234961-N | 8000 | 6579.751 | 2.5 | 1055 | 245 | 255 | Polo 23MBL Erection Material | 22695882 |  | N | N
Polo | FAIST Anlagenbau GmbH Krumbach | TPMC | Material antihelada, material de drenaje | Anti Icing Material, Drainage Material | Ángulo Pos. 71-13-49 | angle pos. 71-13-49 | 3551 | 23MBL304 | AIR INTAKE SYSTEM | 34 | PCE | Germany |  | 23MBL |  | 21 |  |  | 2321 | S-2321-0014-A-23-3551-00234961-N | 8000 | 6579.751 | 27.2 | 1055 | 245 | 255 | Polo 23MBL Erection Material | 22695883 |  | N | N
Polo | FAIST Anlagenbau GmbH Krumbach | TPMC | Material antihelada, material de drenaje | Anti Icing Material, Drainage Material | Plan Hako Pos. 71-13-50 | Hakoplan pos. 71-13-50 | 3551 | 23MBL304 | AIR INTAKE SYSTEM | 1 | PCE | Germany |  | 23MBL |  | 21 |  |  | 2321 | S-2321-0014-A-23-3551-00234961-N | 8000 | 6579.751 | 0.4 | 1055 | 245 | 255 | Polo 23MBL Erection Material | 22695884 |  | N | N
Polo | FAIST Anlagenbau GmbH Krumbach | TPMC | Material antihelada, material de drenaje | Anti Icing Material, Drainage Material | Pos. de soporte 71-13-60 | supporting pos. 71-13-60 | 3551 | 23MBL304 | AIR INTAKE SYSTEM | 1 | PCE | Germany |  | 23MBL |  | 21 |  |  | 2321 | S-2321-0014-A-23-3551-00234961-N | 8000 | 6579.751 | 614.1 | 1055 | 245 | 255 | Polo 23MBL Erection Material | 22695885 |  | N | N
Polo | FAIST Anlagenbau GmbH Krumbach | TPMC | Material antihelada, material de drenaje | Anti Icing Material, Drainage Material | Tubo 21,3x2,0 , DN15, | Pipe 21,3x2,0 DN15, | 3551 | 23MBL304 | AIR INTAKE SYSTEM | 50 | MTR | Germany |  | 23MBL |  | 21 |  |  | 2321 | S-2321-0014-A-23-3551-00234961-N | 8000 | 6579.751 | 205.5 | 1055 | 245 | 255 | Polo 23MBL Erection Material | 22695842 |  | N | N
Polo | FAIST Anlagenbau GmbH Krumbach | TPMC | Material antihelada, material de drenaje | Anti Icing Material, Drainage Material | Curva 90° 21,2x2 DIN 2605, 1.4571 | 90° Bend 21,2x2 DIN 2605, 1.4571 | 3551 | 23MBL304 | AIR INTAKE SYSTEM | 5 | PCE | Germany |  | 23MBL |  | 21 |  |  | 2321 | S-2321-0014-A-23-3551-00234961-N | 8000 | 6579.751 | 2.505 | 1055 | 245 | 255 | Polo 23MBL Erection Material | 22695890 |  | N | N
Polo | FAIST Anlagenbau GmbH Krumbach | TPMC | Material antihelada, material de drenaje | Anti Icing Material, Drainage Material | Marca T 21,3x2 DIN 2615, 1.4571 | T-branch 21,3x2 DIN 2615, 1.4571 | 3551 | 23MBL304 | AIR INTAKE SYSTEM | 3 | PCE | Germany |  | 23MBL |  | 21 |  |  | 2321 | S-2321-0014-A-23-3551-00234961-N | 8000 | 6579.751 | 1.959 | 1055 | 245 | 255 | Polo 23MBL Erection Material | 22695891 |  | N | N
Polo | FAIST Anlagenbau GmbH Krumbach | TPMC | Material antihelada, material de drenaje | Anti Icing Material, Drainage Material | Sujeción de tubo DN 15 DIN 4109 A2 (21,3) | Pipe clamp DN 15 DIN 4109 A2 (21,3) | 3551 | 23MBL304 | AIR INTAKE SYSTEM | 12 | PCE | Germany |  | 23MBL |  | 21 |  |  | 2321 | S-2321-0014-A-23-3551-00234961-N | 8000 | 6579.751 | 1.632 | 1055 | 245 | 255 | Polo 23MBL Erection Material | 22695892 |  | N | N
Polo | FAIST Anlagenbau GmbH Krumbach | TPMC | Material antihelada, material de drenaje | Anti Icing Material, Drainage Material | Boquilla de soldadura R 1/2" 1.4571 | Welding nipple R 1/2" 1.4571 | 3551 | 23MBL304 | AIR INTAKE SYSTEM | 1 | PCE | Germany |  | 23MBL |  | 21 |  |  | 2321 | S-2321-0014-A-23-3551-00234961-N | 8000 | 6579.751 | 0.2 | 1055 | 245 | 255 | Polo 23MBL Erection Material | 22695893 |  | N | N
Polo | FAIST Anlagenbau GmbH Krumbach | TPMC | Material antihelada, material de drenaje | Anti Icing Material, Drainage Material | Válvula de bola 1/2" 1.4571 | Ball valve 1/2" 1.4571 | 3551 | 23MBL304 | AIR INTAKE SYSTEM | 1 | PCE | Germany |  | 23MBL |  | 21 |  |  | 2321 | S-2321-0014-A-23-3551-00234961-N | 8000 | 6579.751 | 3 | 1055 | 245 | 255 | Polo 23MBL Erection Material | 22695894 |  | N | N
Polo | FAIST Anlagenbau GmbH Krumbach | TPMC | Material antihelada, material de drenaje | Anti Icing Material, Drainage Material | Tub 21,3x2,0 , DN15, | Pipe 21,3x2,0 , DN15, | 3551 | 23MBL304 | AIR INTAKE SYSTEM | 25 | MTR | Germany |  | 23MBL |  | 21 |  |  | 2321 | S-2321-0014-A-23-3551-00234961-N | 8000 | 6579.751 | 23.8 | 1055 | 245 | 255 | Polo 23MBL Erection Material | 22695843 |  | N | N
Polo | FAIST Anlagenbau GmbH Krumbach | TPMC | Material antihelada, material de drenaje | Anti Icing Material, Drainage Material | Asiento de roscado de unión M.&F. igual 1/2" Figura 341 A4 | union, Taper Seat M.&F. equal 1/2" Figur 341 A4 | 3551 | 23MBL304 | AIR INTAKE SYSTEM | 10 | PCE | Germany |  | 23MBL |  | 21 |  |  | 2321 | S-2321-0014-A-23-3551-00234961-N | 8000 | 6579.751 | 2.41 | 1055 | 245 | 255 | Polo 23MBL Erection Material | 22695895 |  | N | N
Polo | FAIST Anlagenbau GmbH Krumbach | TPMC | Material antihelada, material de drenaje | Anti Icing Material, Drainage Material | Marca T 21,3x2 DIN 2615, 1.4571 | T-branch 21,3x2 DIN 2615, 1.4571 | 3551 | 23MBL304 | AIR INTAKE SYSTEM | 5 | PCE | Germany |  | 23MBL |  | 21 |  |  | 2321 | S-2321-0014-A-23-3551-00234961-N | 8000 | 6579.751 | 0.305 | 1055 | 245 | 255 | Polo 23MBL Erection Material | 22695896 |  | N | N
Polo | FAIST Anlagenbau GmbH Krumbach | TPMC | Material antihelada, material de drenaje | Anti Icing Material, Drainage Material | Curva 90° 21,2x2 DIN 2605, 1.4571 | 90° Bend 21,2x2 DIN 2605, 1.4571 | 3551 | 23MBL304 | AIR INTAKE SYSTEM | 5 | PCE | Germany |  | 23MBL |  | 21 |  |  | 2321 | S-2321-0014-A-23-3551-00234961-N | 8000 | 6579.751 | 0.32 | 1055 | 245 | 255 | Polo 23MBL Erection Material | 22695897 |  | N | N
Polo | FAIST Anlagenbau GmbH Krumbach | TPMC | Material antihelada, material de drenaje | Anti Icing Material, Drainage Material | Válvula de bola 1/2" 1.4571 | Ball valve 2" 316TI | 3551 | 23MBL304 | AIR INTAKE SYSTEM | 1 | PCE | Germany |  | 23MBL |  | 21 |  |  | 2321 | S-2321-0014-A-23-3551-00234961-N | 8000 | 6579.751 | 1.7 | 1055 | 245 | 255 | Polo 23MBL Erection Material | 22695898 |  | N | N
Polo | FAIST Anlagenbau GmbH Krumbach | TPMC | Material antihelada, material de drenaje | Anti Icing Material, Drainage Material | Boquilla de soldadura R2", 316TI | Welding nipple R2", 316TI | 3551 | 23MBL304 | AIR INTAKE SYSTEM | 2 | PCE | Germany |  | 23MBL |  | 21 |  |  | 2321 | S-2321-0014-A-23-3551-00234961-N | 8000 | 6579.751 | 0.16 | 1055 | 245 | 255 | Polo 23MBL Erection Material | 22695899 |  | N | N
Polo | FAIST Anlagenbau GmbH Krumbach | TPMC | Material antihelada, material de drenaje | Anti Icing Material, Drainage Material | Orificios DN50/R2" PN40 A4 | bolting DN50/R2" PN40 A4 | 3551 | 23MBL304 | AIR INTAKE SYSTEM | 2 | PCE | Germany |  | 23MBL |  | 21 |  |  | 2321 | S-2321-0014-A-23-3551-00234961-N | 8000 | 6579.751 | 0.5 | 1055 | 245 | 255 | Polo 23MBL Erection Material | 22695900 |  | N | N
Polo | FAIST Anlagenbau GmbH Krumbach | TPMC | Material antihelada | Anti Icing Material | Cubierta metálica Ø 430mm | Metal cover Ø 430mm | 3551 | 23MBL304 | AIR INTAKE SYSTEM | 1 | PCE | Germany |  | 23MBL |  | 22 |  |  | 2321 | S-2321-0015-A-23-3551-00234961-N | 1260 | 936.3 | 9.8 | 245 | 155 | 190 | Polo 23MBL Erection Material | 22695937 |  | N | N
Polo | FAIST Anlagenbau GmbH Krumbach | TPMC | Material antihelada | Anti Icing Material | Tapa bridada Ø 540mm | Flangecap Ø 540mm | 3551 | 23MBL304 | AIR INTAKE SYSTEM | 1 | PCE | Germany |  | 23MBL |  | 22 |  |  | 2321 | S-2321-0015-A-23-3551-00234961-N | 1260 | 936.3 | 9.4 | 245 | 155 | 190 | Polo 23MBL Erection Material | 22695908 |  | N | N
Polo | FAIST Anlagenbau GmbH Krumbach | TPMC | Material antihelada | Anti Icing Material | Cubierta metálica Ø 430mm | Metal cover Ø 430mm | 3551 | 23MBL304 | AIR INTAKE SYSTEM | 1 | PCE | Germany |  | 23MBL |  | 22 |  |  | 2321 | S-2321-0015-A-23-3551-00234961-N | 1260 | 936.3 | 9.8 | 245 | 155 | 190 | Polo 23MBL Erection Material | 22695918 |  | N | N
Polo | FAIST Anlagenbau GmbH Krumbach | TPMC | Material antihelada | Anti Icing Material | Tobera de ajuste/Tobera de ajuste Ø 190mm | set-on nozzle/set-on-nozzle Ø 190mm | 3551 | 23MBL304 | AIR INTAKE SYSTEM | 1 | PCE | Germany |  | 23MBL |  | 22 |  |  | 2321 | S-2321-0015-A-23-3551-00234961-N | 1260 | 936.3 | 1.4 | 245 | 155 | 190 | Polo 23MBL Erection Material | 22696008 |  | N | N
Polo | FAIST Anlagenbau GmbH Krumbach | TPMC | Material antihelada | Anti Icing Material | Tobera de ajuste/Tobera de ajuste Ø 190mm | set-on nozzle/set-on-nozzle Ø 190mm | 3551 | 23MBL304 | AIR INTAKE SYSTEM | 1 | PCE | Germany |  | 23MBL |  | 22 |  |  | 2321 | S-2321-0015-A-23-3551-00234961-N | 1260 | 936.3 | 1.4 | 245 | 155 | 190 | Polo 23MBL Erection Material | 22696009 |  | N | N
Polo | FAIST Anlagenbau GmbH Krumbach | TPMC | Material antihelada | Anti Icing Material | Tobera de ajuste/Tobera de ajuste Ø 190mm | set-on nozzle/set-on-nozzle Ø 190mm | 3551 | 23MBL304 | AIR INTAKE SYSTEM | 1 | PCE | Germany |  | 23MBL |  | 22 |  |  | 2321 | S-2321-0015-A-23-3551-00234961-N | 1260 | 936.3 | 1.4 | 245 | 155 | 190 | Polo 23MBL Erection Material | 22696010 |  | N | N
Polo | FAIST Anlagenbau GmbH Krumbach | TPMC | Material antihelada | Anti Icing Material | Tobera de ajuste/Tobera de ajuste Ø 190mm | set-on nozzle/set-on-nozzle Ø 190mm | 3551 | 23MBL304 | AIR INTAKE SYSTEM | 1 | PCE | Germany |  | 23MBL |  | 22 |  |  | 2321 | S-2321-0015-A-23-3551-00234961-N | 1260 | 936.3 | 1.4 | 245 | 155 | 190 | Polo 23MBL Erection Material | 22696011 |  | N | N
Polo | FAIST Anlagenbau GmbH Krumbach | TPMC | Material antihelada | Anti Icing Material | Tobera de ajuste/Tobera de ajuste Ø 190mm | set-on nozzle/set-on-nozzle Ø 190mm | 3551 | 23MBL304 | AIR INTAKE SYSTEM | 1 | PCE | Germany |  | 23MBL |  | 22 |  |  | 2321 | S-2321-0015-A-23-3551-00234961-N | 1260 | 936.3 | 1.4 | 245 | 155 | 190 | Polo 23MBL Erection Material | 22696012 |  | N | N
Polo | FAIST Anlagenbau GmbH Krumbach | TPMC | Material antihelada | Anti Icing Material | Tobera de ajuste/Tobera de ajuste Ø 190mm | set-on nozzle/set-on-nozzle Ø 190mm | 3551 | 23MBL304 | AIR INTAKE SYSTEM | 1 | PCE | Germany |  | 23MBL |  | 22 |  |  | 2321 | S-2321-0015-A-23-3551-00234961-N | 1260 | 936.3 | 1.4 | 245 | 155 | 190 | Polo 23MBL Erection Material | 22696013 |  | N | N
Polo | FAIST Anlagenbau GmbH Krumbach | TPMC | Material antihelada | Anti Icing Material | Tobera de ajuste/Tobera de ajuste Ø 190mm | set-on nozzle/set-on-nozzle Ø 190mm | 3551 | 23MBL304 | AIR INTAKE SYSTEM | 1 | PCE | Germany |  | 23MBL |  | 22 |  |  | 2321 | S-2321-0015-A-23-3551-00234961-N | 1260 | 936.3 | 1.4 | 245 | 155 | 190 | Polo 23MBL Erection Material | 22696014 |  | N | N
Polo | FAIST Anlagenbau GmbH Krumbach | TPMC | Material antihelada | Anti Icing Material | Tobera de ajuste/Tobera de ajuste Ø 190mm | set-on nozzle/set-on-nozzle Ø 190mm | 3551 | 23MBL304 | AIR INTAKE SYSTEM | 1 | PCE | Germany |  | 23MBL |  | 22 |  |  | 2321 | S-2321-0015-A-23-3551-00234961-N | 1260 | 936.3 | 1.4 | 245 | 155 | 190 | Polo 23MBL Erection Material | 22696015 |  | N | N
Polo | FAIST Anlagenbau GmbH Krumbach | TPMC | Material antihelada | Anti Icing Material | Tobera de ajuste/Tobera de ajuste Ø 190mm | set-on nozzle/set-on-nozzle Ø 190mm | 3551 | 23MBL304 | AIR INTAKE SYSTEM | 1 | PCE | Germany |  | 23MBL |  | 22 |  |  | 2321 | S-2321-0015-A-23-3551-00234961-N | 1260 | 936.3 | 1.4 | 245 | 155 | 190 | Polo 23MBL Erection Material | 22696016 |  | N | N
Polo | FAIST Anlagenbau GmbH Krumbach | TPMC | Material antihelada | Anti Icing Material | Tobera de ajuste/Tobera de ajuste Ø 190mm | set-on nozzle/set-on-nozzle Ø 190mm | 3551 | 23MBL304 | AIR INTAKE SYSTEM | 1 | PCE | Germany |  | 23MBL |  | 22 |  |  | 2321 | S-2321-0015-A-23-3551-00234961-N | 1260 | 936.3 | 1.4 | 245 | 155 | 190 | Polo 23MBL Erection Material | 22696017 |  | N | N
Polo | FAIST Anlagenbau GmbH Krumbach | TPMC | Material antihelada | Anti Icing Material | Cubierta metálica para el arco Ø 430mm | Metal cover for bow Ø 430mm | 3551 | 23MBL304 | AIR INTAKE SYSTEM | 1 | PCE | Germany |  | 23MBL |  | 22 |  |  | 2321 | S-2321-0015-A-23-3551-00234961-N | 1260 | 936.3 | 10.5 | 245 | 155 | 190 | Polo 23MBL Erection Material | 22695919 |  | N | N
Polo | FAIST Anlagenbau GmbH Krumbach | TPMC | Material antihelada | Anti Icing Material | Tobera de ajuste/Tobera de ajuste Ø 190mm | set-on nozzle/set-on-nozzle Ø 190mm | 3551 | 23MBL304 | AIR INTAKE SYSTEM | 1 | PCE | Germany |  | 23MBL |  | 22 |  |  | 2321 | S-2321-0015-A-23-3551-00234961-N | 1260 | 936.3 | 1.4 | 245 | 155 | 190 | Polo 23MBL Erection Material | 22696018 |  | N | N
Polo | FAIST Anlagenbau GmbH Krumbach | TPMC | Material antihelada | Anti Icing Material | Cinta 500m | Strap 500m | 3551 | 23MBL304 | AIR INTAKE SYSTEM | 1 | PCE | Germany |  | 23MBL |  | 22 |  |  | 2321 | S-2321-0015-A-23-3551-00234961-N | 1260 | 936.3 | 50 | 245 | 155 | 190 | Polo 23MBL Erection Material | 22696019 |  | N | N
Polo | FAIST Anlagenbau GmbH Krumbach | TPMC | Material antihelada | Anti Icing Material | Herramienta de tensado/herramienta de corte | Tensing Tool Cutting tool | 3551 | 23MBL304 | AIR INTAKE SYSTEM | 2 | PCE | Germany |  | 23MBL |  | 22 |  |  | 2321 | S-2321-0015-A-23-3551-00234961-N | 1260 | 936.3 | 8 | 245 | 155 | 190 | Polo 23MBL Erection Material | 22696020 |  | N | N
Polo | FAIST Anlagenbau GmbH Krumbach | TPMC | Material antihelada | Anti Icing Material | Cinta de lascas | lashing Strip | 3551 | 23MBL304 | AIR INTAKE SYSTEM | 5 | PCE | Germany |  | 23MBL |  | 22 |  |  | 2321 | S-2321-0015-A-23-3551-00234961-N | 1260 | 936.3 | 2.5 | 245 | 155 | 190 | Polo 23MBL Erection Material | 22696021 |  | N | N
Polo | FAIST Anlagenbau GmbH Krumbach | TPMC | Material antihelada | Anti Icing Material | Gancho de alfombrilla | Mat hook | 3551 | 23MBL304 | AIR INTAKE SYSTEM | 400 | PCE | Germany |  | 23MBL |  | 22 |  |  | 2321 | S-2321-0015-A-23-3551-00234961-N | 1260 | 936.3 | 2.8 | 245 | 155 | 190 | Polo 23MBL Erection Material | 22696022 |  | N | N
Polo | FAIST Anlagenbau GmbH Krumbach | TPMC | Material antihelada | Anti Icing Material | Tornillos galvanizado 4,2x13mm | Screws galvanized 4,2x13mm | 3551 | 23MBL304 | AIR INTAKE SYSTEM | 1 | PCE | Germany |  | 23MBL |  | 22 |  |  | 2321 | S-2321-0015-A-23-3551-00234961-N | 1260 | 936.3 | 0.5 | 245 | 155 | 190 | Polo 23MBL Erection Material | 22696023 |  | N | N
Polo | FAIST Anlagenbau GmbH Krumbach | TPMC | Material antihelada | Anti Icing Material | Cinta de material de vidrio | Glass fabric tape | 3551 | 23MBL304 | AIR INTAKE SYSTEM | 1 | PCE | Germany |  | 23MBL |  | 22 |  |  | 2321 | S-2321-0015-A-23-3551-00234961-N | 1260 | 936.3 | 1.5 | 245 | 155 | 190 | Polo 23MBL Erection Material | 22696024 |  | N | N
Polo | FAIST Anlagenbau GmbH Krumbach | TPMC | Material antihelada | Anti Icing Material | Cinta de material de vidrio | Glass fabric tape | 3551 | 23MBL304 | AIR INTAKE SYSTEM | 5 | PCE | Germany |  | 23MBL |  | 22 |  |  | 2321 | S-2321-0015-A-23-3551-00234961-N | 1260 | 936.3 | 1.5 | 245 | 155 | 190 | Polo 23MBL Erection Material | 22696025 |  | N | N
Polo | FAIST Anlagenbau GmbH Krumbach | TPMC | Material antihelada | Anti Icing Material | Juntas | Seals | 3551 | 23MBL304 | AIR INTAKE SYSTEM | 400 | PCE | Germany |  | 23MBL |  | 22 |  |  | 2321 | S-2321-0015-A-23-3551-00234961-N | 1260 | 936.3 | 16 | 245 | 155 | 190 | Polo 23MBL Erection Material | 22696026 |  | N | N
Polo | FAIST Anlagenbau GmbH Krumbach | TPMC | Material antihelada | Anti Icing Material | Plan | Plan | 3551 | 23MBL304 | AIR INTAKE SYSTEM | 1 | PCE | Germany |  | 23MBL |  | 22 |  |  | 2321 | S-2321-0015-A-23-3551-00234961-N | 1260 | 936.3 | 0.5 | 245 | 155 | 190 | Polo 23MBL Erection Material | 22696027 |  | N | N
Polo | FAIST Anlagenbau GmbH Krumbach | TPMC | Material antihelada | Anti Icing Material | Cubierta metálica Ø 430mm | Metal cover Ø 430mm | 3551 | 23MBL304 | AIR INTAKE SYSTEM | 1 | PCE | Germany |  | 23MBL |  | 22 |  |  | 2321 | S-2321-0015-A-23-3551-00234961-N | 1260 | 936.3 | 9.8 | 245 | 155 | 190 | Polo 23MBL Erection Material | 22695920 |  | N | N
Polo | FAIST Anlagenbau GmbH Krumbach | TPMC | Material antihelada | Anti Icing Material | Lista de piezas | part list | 3551 | 23MBL304 | AIR INTAKE SYSTEM | 1 | PCE | Germany |  | 23MBL |  | 22 |  |  | 2321 | S-2321-0015-A-23-3551-00234961-N | 1260 | 936.3 | 0.5 | 245 | 155 | 190 | Polo 23MBL Erection Material | 22696028 |  | N | N
Polo | FAIST Anlagenbau GmbH Krumbach | TPMC | Material antihelada | Anti Icing Material | Cubierta metálica Ø 430mm | Metal cover Ø 430mm | 3551 | 23MBL304 | AIR INTAKE SYSTEM | 1 | PCE | Germany |  | 23MBL |  | 22 |  |  | 2321 | S-2321-0015-A-23-3551-00234961-N | 1260 | 936.3 | 9.8 | 245 | 155 | 190 | Polo 23MBL Erection Material | 22695921 |  | N | N
Polo | FAIST Anlagenbau GmbH Krumbach | TPMC | Material antihelada | Anti Icing Material | Cubierta metálica Ø 430mm | Metal cover Ø 430mm | 3551 | 23MBL304 | AIR INTAKE SYSTEM | 1 | PCE | Germany |  | 23MBL |  | 22 |  |  | 2321 | S-2321-0015-A-23-3551-00234961-N | 1260 | 936.3 | 9.8 | 245 | 155 | 190 | Polo 23MBL Erection Material | 22695922 |  | N | N
Polo | FAIST Anlagenbau GmbH Krumbach | TPMC | Material antihelada | Anti Icing Material | Tapa final Ø 430mm | End Cap Ø 430mm | 3551 | 23MBL304 | AIR INTAKE SYSTEM | 1 | PCE | Germany |  | 23MBL |  | 22 |  |  | 2321 | S-2321-0015-A-23-3551-00234961-N | 1260 | 936.3 | 4.2 | 245 | 155 | 190 | Polo 23MBL Erection Material | 22695923 |  | N | N
Polo | FAIST Anlagenbau GmbH Krumbach | TPMC | Material antihelada | Anti Icing Material | Tapa de válvula | Valvecap | 3551 | 23MBL304 | AIR INTAKE SYSTEM | 1 | PCE | Germany |  | 23MBL |  | 22 |  |  | 2321 | S-2321-0015-A-23-3551-00234961-N | 1260 | 936.3 | 13 | 245 | 155 | 190 | Polo 23MBL Erection Material | 22695924 |  | N | N
Polo | FAIST Anlagenbau GmbH Krumbach | TPMC | Material antihelada | Anti Icing Material | Tapa de válvula | Valvecap | 3551 | 23MBL304 | AIR INTAKE SYSTEM | 1 | PCE | Germany |  | 23MBL |  | 22 |  |  | 2321 | S-2321-0015-A-23-3551-00234961-N | 1260 | 936.3 | 14 | 245 | 155 | 190 | Polo 23MBL Erection Material | 22695925 |  | N | N
Polo | FAIST Anlagenbau GmbH Krumbach | TPMC | Material antihelada | Anti Icing Material | Tapa final Ø 430mm | End Cap Ø 430mm | 3551 | 23MBL304 | AIR INTAKE SYSTEM | 1 | PCE | Germany |  | 23MBL |  | 22 |  |  | 2321 | S-2321-0015-A-23-3551-00234961-N | 1260 | 936.3 | 4.2 | 245 | 155 | 190 | Polo 23MBL Erection Material | 22695926 |  | N | N
Polo | FAIST Anlagenbau GmbH Krumbach | TPMC | Material antihelada | Anti Icing Material | Cubierta metálica Ø 430mm | Metal cover Ø 430mm | 3551 | 23MBL304 | AIR INTAKE SYSTEM | 1 | PCE | Germany |  | 23MBL |  | 22 |  |  | 2321 | S-2321-0015-A-23-3551-00234961-N | 1260 | 936.3 | 9.8 | 245 | 155 | 190 | Polo 23MBL Erection Material | 22695927 |  | N | N
Polo | FAIST Anlagenbau GmbH Krumbach | TPMC | Material antihelada | Anti Icing Material | Tapa final Ø 430mm | End Cap Ø 430mm | 3551 | 23MBL304 | AIR INTAKE SYSTEM | 1 | PCE | Germany |  | 23MBL |  | 22 |  |  | 2321 | S-2321-0015-A-23-3551-00234961-N | 1260 | 936.3 | 4.2 | 245 | 155 | 190 | Polo 23MBL Erection Material | 22695909 |  | N | N
Polo | FAIST Anlagenbau GmbH Krumbach | TPMC | Material antihelada | Anti Icing Material | Cubierta metálica Ø 430mm | Metal cover Ø 430mm | 3551 | 23MBL304 | AIR INTAKE SYSTEM | 1 | PCE | Germany |  | 23MBL |  | 22 |  |  | 2321 | S-2321-0015-A-23-3551-00234961-N | 1260 | 936.3 | 9.8 | 245 | 155 | 190 | Polo 23MBL Erection Material | 22695928 |  | N | N
Polo | FAIST Anlagenbau GmbH Krumbach | TPMC | Material antihelada | Anti Icing Material | Cubierta metálica Ø 430mm | Metal cover Ø 430mm | 3551 | 23MBL304 | AIR INTAKE SYSTEM | 1 | PCE | Germany |  | 23MBL |  | 22 |  |  | 2321 | S-2321-0015-A-23-3551-00234961-N | 1260 | 936.3 | 9.8 | 245 | 155 | 190 | Polo 23MBL Erection Material | 22695929 |  | N | N
Polo | FAIST Anlagenbau GmbH Krumbach | TPMC | Material antihelada | Anti Icing Material | Cubierta metálica para el arco Ø 430mm | Metal cover for bow Ø 430mm | 3551 | 23MBL304 | AIR INTAKE SYSTEM | 1 | PCE | Germany |  | 23MBL |  | 22 |  |  | 2321 | S-2321-0015-A-23-3551-00234961-N | 1260 | 936.3 | 10.5 | 245 | 155 | 190 | Polo 23MBL Erection Material | 22695930 |  | N | N
Polo | FAIST Anlagenbau GmbH Krumbach | TPMC | Material antihelada | Anti Icing Material | Cubierta metálica Ø 430mm | Metal cover Ø 430mm | 3551 | 23MBL304 | AIR INTAKE SYSTEM | 1 | PCE | Germany |  | 23MBL |  | 22 |  |  | 2321 | S-2321-0015-A-23-3551-00234961-N | 1260 | 936.3 | 9.8 | 245 | 155 | 190 | Polo 23MBL Erection Material | 22695931 |  | N | N
Polo | FAIST Anlagenbau GmbH Krumbach | TPMC | Material antihelada | Anti Icing Material | Cubierta metálica Ø 430mm | Metal cover Ø 430mm | 3551 | 23MBL304 | AIR INTAKE SYSTEM | 1 | PCE | Germany |  | 23MBL |  | 22 |  |  | 2321 | S-2321-0015-A-23-3551-00234961-N | 1260 | 936.3 | 9.8 | 245 | 155 | 190 | Polo 23MBL Erection Material | 22695932 |  | N | N
Polo | FAIST Anlagenbau GmbH Krumbach | TPMC | Material antihelada | Anti Icing Material | Cubierta metálica Ø 430mm | Metal cover Ø 430mm | 3551 | 23MBL304 | AIR INTAKE SYSTEM | 1 | PCE | Germany |  | 23MBL |  | 22 |  |  | 2321 | S-2321-0015-A-23-3551-00234961-N | 1260 | 936.3 | 9.8 | 245 | 155 | 190 | Polo 23MBL Erection Material | 22695933 |  | N | N
Polo | FAIST Anlagenbau GmbH Krumbach | TPMC | Material antihelada | Anti Icing Material | Cubierta metálica Ø 430mm | Metal cover Ø 430mm | 3551 | 23MBL304 | AIR INTAKE SYSTEM | 1 | PCE | Germany |  | 23MBL |  | 22 |  |  | 2321 | S-2321-0015-A-23-3551-00234961-N | 1260 | 936.3 | 9.8 | 245 | 155 | 190 | Polo 23MBL Erection Material | 22695934 |  | N | N
Polo | FAIST Anlagenbau GmbH Krumbach | TPMC | Material antihelada | Anti Icing Material | Cubierta metálica Ø 430mm | Metal cover Ø 430mm | 3551 | 23MBL304 | AIR INTAKE SYSTEM | 1 | PCE | Germany |  | 23MBL |  | 22 |  |  | 2321 | S-2321-0015-A-23-3551-00234961-N | 1260 | 936.3 | 9.8 | 245 | 155 | 190 | Polo 23MBL Erection Material | 22695935 |  | N | N
Polo | FAIST Anlagenbau GmbH Krumbach | TPMC | Material antihelada | Anti Icing Material | Cubierta metálica para el arco Ø 430mm | Metal cover for bow Ø 430mm | 3551 | 23MBL304 | AIR INTAKE SYSTEM | 1 | PCE | Germany |  | 23MBL |  | 22 |  |  | 2321 | S-2321-0015-A-23-3551-00234961-N | 1260 | 936.3 | 10.5 | 245 | 155 | 190 | Polo 23MBL Erection Material | 22695936 |  | N | N
Polo | FAIST Anlagenbau GmbH Krumbach | TPMC | Material antihelada | Anti Icing Material | Cubierta metálica para el arco Ø 430mm | Metal cover for bow Ø 430mm | 3551 | 23MBL304 | AIR INTAKE SYSTEM | 1 | PCE | Germany |  | 23MBL |  | 22 |  |  | 2321 | S-2321-0015-A-23-3551-00234961-N | 1260 | 936.3 | 10.5 | 245 | 155 | 190 | Polo 23MBL Erection Material | 22695910 |  | N | N
Polo | FAIST Anlagenbau GmbH Krumbach | TPMC | Material antihelada | Anti Icing Material | Cubierta metálica Ø 430mm | Metal cover Ø 430mm | 3551 | 23MBL304 | AIR INTAKE SYSTEM | 1 | PCE | Germany |  | 23MBL |  | 22 |  |  | 2321 | S-2321-0015-A-23-3551-00234961-N | 1260 | 936.3 | 9.8 | 245 | 155 | 190 | Polo 23MBL Erection Material | 22695938 |  | N | N
Polo | FAIST Anlagenbau GmbH Krumbach | TPMC | Material antihelada | Anti Icing Material | Cubierta metálica Ø 430mm | Metal cover Ø 430mm | 3551 | 23MBL304 | AIR INTAKE SYSTEM | 1 | PCE | Germany |  | 23MBL |  | 22 |  |  | 2321 | S-2321-0015-A-23-3551-00234961-N | 1260 | 936.3 | 9.8 | 245 | 155 | 190 | Polo 23MBL Erection Material | 22695939 |  | N | N
Polo | FAIST Anlagenbau GmbH Krumbach | TPMC | Material antihelada | Anti Icing Material | Cubierta metálica Ø 430mm | Metal cover Ø 430mm | 3551 | 23MBL304 | AIR INTAKE SYSTEM | 1 | PCE | Germany |  | 23MBL |  | 22 |  |  | 2321 | S-2321-0015-A-23-3551-00234961-N | 1260 | 936.3 | 9.8 | 245 | 155 | 190 | Polo 23MBL Erection Material | 22695940 |  | N | N
Polo | FAIST Anlagenbau GmbH Krumbach | TPMC | Material antihelada | Anti Icing Material | Cubierta metálica Ø 430mm | Metal cover Ø 430mm | 3551 | 23MBL304 | AIR INTAKE SYSTEM | 1 | PCE | Germany |  | 23MBL |  | 22 |  |  | 2321 | S-2321-0015-A-23-3551-00234961-N | 1260 | 936.3 | 9.8 | 245 | 155 | 190 | Polo 23MBL Erection Material | 22695941 |  | N | N
Polo | FAIST Anlagenbau GmbH Krumbach | TPMC | Material antihelada | Anti Icing Material | Cubierta metálica para el arco Ø 430mm | Metal cover for bow Ø 430mm | 3551 | 23MBL304 | AIR INTAKE SYSTEM | 1 | PCE | Germany |  | 23MBL |  | 22 |  |  | 2321 | S-2321-0015-A-23-3551-00234961-N | 1260 | 936.3 | 10.5 | 245 | 155 | 190 | Polo 23MBL Erection Material | 22695942 |  | N | N
Polo | FAIST Anlagenbau GmbH Krumbach | TPMC | Material antihelada | Anti Icing Material | Cubierta metálica Ø 430mm | Metal cover Ø 430mm | 3551 | 23MBL304 | AIR INTAKE SYSTEM | 1 | PCE | Germany |  | 23MBL |  | 22 |  |  | 2321 | S-2321-0015-A-23-3551-00234961-N | 1260 | 936.3 | 9.8 | 245 | 155 | 190 | Polo 23MBL Erection Material | 22695943 |  | N | N
Polo | FAIST Anlagenbau GmbH Krumbach | TPMC | Material antihelada | Anti Icing Material | Cubierta metálica Ø 430mm | Metal cover Ø 430mm | 3551 | 23MBL304 | AIR INTAKE SYSTEM | 1 | PCE | Germany |  | 23MBL |  | 22 |  |  | 2321 | S-2321-0015-A-23-3551-00234961-N | 1260 | 936.3 | 9.8 | 245 | 155 | 190 | Polo 23MBL Erection Material | 22695944 |  | N | N
Polo | FAIST Anlagenbau GmbH Krumbach | TPMC | Material antihelada | Anti Icing Material | Cubierta metálica Ø 430mm | Metal cover Ø 430mm | 3551 | 23MBL304 | AIR INTAKE SYSTEM | 1 | PCE | Germany |  | 23MBL |  | 22 |  |  | 2321 | S-2321-0015-A-23-3551-00234961-N | 1260 | 936.3 | 9.8 | 245 | 155 | 190 | Polo 23MBL Erection Material | 22695945 |  | N | N
Polo | FAIST Anlagenbau GmbH Krumbach | TPMC | Material antihelada | Anti Icing Material | Cubierta metálica Ø 430mm | Metal cover Ø 430mm | 3551 | 23MBL304 | AIR INTAKE SYSTEM | 1 | PCE | Germany |  | 23MBL |  | 22 |  |  | 2321 | S-2321-0015-A-23-3551-00234961-N | 1260 | 936.3 | 9.8 | 245 | 155 | 190 | Polo 23MBL Erection Material | 22695946 |  | N | N
Polo | FAIST Anlagenbau GmbH Krumbach | TPMC | Material antihelada | Anti Icing Material | Cubierta metálica Ø 430mm | Metal cover Ø 430mm | 3551 | 23MBL304 | AIR INTAKE SYSTEM | 1 | PCE | Germany |  | 23MBL |  | 22 |  |  | 2321 | S-2321-0015-A-23-3551-00234961-N | 1260 | 936.3 | 9.8 | 245 | 155 | 190 | Polo 23MBL Erection Material | 22695947 |  | N | N
Polo | FAIST Anlagenbau GmbH Krumbach | TPMC | Material antihelada | Anti Icing Material | tapa final Ø 430mm | End Cap Ø 430mm | 3551 | 23MBL304 | AIR INTAKE SYSTEM | 1 | PCE | Germany |  | 23MBL |  | 22 |  |  | 2321 | S-2321-0015-A-23-3551-00234961-N | 1260 | 936.3 | 4.2 | 245 | 155 | 190 | Polo 23MBL Erection Material | 22695911 |  | N | N
Polo | FAIST Anlagenbau GmbH Krumbach | TPMC | Material antihelada | Anti Icing Material | Cubierta metálica para el arco Ø 430mm | Metal cover for bow Ø 430mm | 3551 | 23MBL304 | AIR INTAKE SYSTEM | 1 | PCE | Germany |  | 23MBL |  | 22 |  |  | 2321 | S-2321-0015-A-23-3551-00234961-N | 1260 | 936.3 | 10.5 | 245 | 155 | 190 | Polo 23MBL Erection Material | 22695948 |  | N | N
Polo | FAIST Anlagenbau GmbH Krumbach | TPMC | Material antihelada | Anti Icing Material | Cubierta metálica Ø 430mm | Metal cover Ø 430mm | 3551 | 23MBL304 | AIR INTAKE SYSTEM | 1 | PCE | Germany |  | 23MBL |  | 22 |  |  | 2321 | S-2321-0015-A-23-3551-00234961-N | 1260 | 936.3 | 9.8 | 245 | 155 | 190 | Polo 23MBL Erection Material | 22695949 |  | N | N
Polo | FAIST Anlagenbau GmbH Krumbach | TPMC | Material antihelada | Anti Icing Material | Cubierta metálica Ø 430mm | Metal cover Ø 430mm | 3551 | 23MBL304 | AIR INTAKE SYSTEM | 1 | PCE | Germany |  | 23MBL |  | 22 |  |  | 2321 | S-2321-0015-A-23-3551-00234961-N | 1260 | 936.3 | 9.8 | 245 | 155 | 190 | Polo 23MBL Erection Material | 22695950 |  | N | N
Polo | FAIST Anlagenbau GmbH Krumbach | TPMC | Material antihelada | Anti Icing Material | Cubierta metálica Ø 430mm | Metal cover Ø 430mm | 3551 | 23MBL304 | AIR INTAKE SYSTEM | 1 | PCE | Germany |  | 23MBL |  | 22 |  |  | 2321 | S-2321-0015-A-23-3551-00234961-N | 1260 | 936.3 | 9.8 | 245 | 155 | 190 | Polo 23MBL Erection Material | 22695951 |  | N | N
Polo | FAIST Anlagenbau GmbH Krumbach | TPMC | Material antihelada | Anti Icing Material | Cubierta metálica Ø 430mm | Metal cover Ø 430mm | 3551 | 23MBL304 | AIR INTAKE SYSTEM | 1 | PCE | Germany |  | 23MBL |  | 22 |  |  | 2321 | S-2321-0015-A-23-3551-00234961-N | 1260 | 936.3 | 9.8 | 245 | 155 | 190 | Polo 23MBL Erection Material | 22695952 |  | N | N
Polo | FAIST Anlagenbau GmbH Krumbach | TPMC | Material antihelada | Anti Icing Material | Cubierta metálica Ø 430mm | Metal cover Ø 430mm | 3551 | 23MBL304 | AIR INTAKE SYSTEM | 1 | PCE | Germany |  | 23MBL |  | 22 |  |  | 2321 | S-2321-0015-A-23-3551-00234961-N | 1260 | 936.3 | 9.8 | 245 | 155 | 190 | Polo 23MBL Erection Material | 22695953 |  | N | N
Polo | FAIST Anlagenbau GmbH Krumbach | TPMC | Material antihelada | Anti Icing Material | Cubierta metálica para el arco Ø 430mm | Metal cover for bow Ø 430mm | 3551 | 23MBL304 | AIR INTAKE SYSTEM | 1 | PCE | Germany |  | 23MBL |  | 22 |  |  | 2321 | S-2321-0015-A-23-3551-00234961-N | 1260 | 936.3 | 10.5 | 245 | 155 | 190 | Polo 23MBL Erection Material | 22695954 |  | N | N
Polo | FAIST Anlagenbau GmbH Krumbach | TPMC | Material antihelada | Anti Icing Material | Cubierta metálica Ø 430mm | Metal cover Ø 430mm | 3551 | 23MBL304 | AIR INTAKE SYSTEM | 1 | PCE | Germany |  | 23MBL |  | 22 |  |  | 2321 | S-2321-0015-A-23-3551-00234961-N | 1260 | 936.3 | 9.8 | 245 | 155 | 190 | Polo 23MBL Erection Material | 22695955 |  | N | N
Polo | FAIST Anlagenbau GmbH Krumbach | TPMC | Material antihelada | Anti Icing Material | Cubierta metálica Ø 430mm | Metal cover Ø 430mm | 3551 | 23MBL304 | AIR INTAKE SYSTEM | 1 | PCE | Germany |  | 23MBL |  | 22 |  |  | 2321 | S-2321-0015-A-23-3551-00234961-N | 1260 | 936.3 | 9.8 | 245 | 155 | 190 | Polo 23MBL Erection Material | 22695956 |  | N | N
Polo | FAIST Anlagenbau GmbH Krumbach | TPMC | Material antihelada | Anti Icing Material | Cubierta metálica Ø 430mm | Metal cover Ø 430mm | 3551 | 23MBL304 | AIR INTAKE SYSTEM | 1 | PCE | Germany |  | 23MBL |  | 22 |  |  | 2321 | S-2321-0015-A-23-3551-00234961-N | 1260 | 936.3 | 9.8 | 245 | 155 | 190 | Polo 23MBL Erection Material | 22695957 |  | N | N
Polo | FAIST Anlagenbau GmbH Krumbach | TPMC | Material antihelada | Anti Icing Material | Tapa bridada Ø 540mm | Flangecap Ø 540mm | 3551 | 23MBL304 | AIR INTAKE SYSTEM | 1 | PCE | Germany |  | 23MBL |  | 22 |  |  | 2321 | S-2321-0015-A-23-3551-00234961-N | 1260 | 936.3 | 9.4 | 245 | 155 | 190 | Polo 23MBL Erection Material | 22695912 |  | N | N
Polo | FAIST Anlagenbau GmbH Krumbach | TPMC | Material antihelada | Anti Icing Material | Cubierta metálica Ø 430mm | Metal cover Ø 430mm | 3551 | 23MBL304 | AIR INTAKE SYSTEM | 1 | PCE | Germany |  | 23MBL |  | 22 |  |  | 2321 | S-2321-0015-A-23-3551-00234961-N | 1260 | 936.3 | 9.8 | 245 | 155 | 190 | Polo 23MBL Erection Material | 22695958 |  | N | N
Polo | FAIST Anlagenbau GmbH Krumbach | TPMC | Material antihelada | Anti Icing Material | Cubierta metálica Ø 430mm | Metal cover Ø 430mm | 3551 | 23MBL304 | AIR INTAKE SYSTEM | 1 | PCE | Germany |  | 23MBL |  | 22 |  |  | 2321 | S-2321-0015-A-23-3551-00234961-N | 1260 | 936.3 | 9.8 | 245 | 155 | 190 | Polo 23MBL Erection Material | 22695959 |  | N | N
Polo | FAIST Anlagenbau GmbH Krumbach | TPMC | Material antihelada | Anti Icing Material | Cubierta metálica Ø 430mm | Metal cover Ø 430mm | 3551 | 23MBL304 | AIR INTAKE SYSTEM | 1 | PCE | Germany |  | 23MBL |  | 22 |  |  | 2321 | S-2321-0015-A-23-3551-00234961-N | 1260 | 936.3 | 9.8 | 245 | 155 | 190 | Polo 23MBL Erection Material | 22695960 |  | N | N
Polo | FAIST Anlagenbau GmbH Krumbach | TPMC | Material antihelada | Anti Icing Material | Cubierta metálica Ø 430mm | Metal cover Ø 430mm | 3551 | 23MBL304 | AIR INTAKE SYSTEM | 1 | PCE | Germany |  | 23MBL |  | 22 |  |  | 2321 | S-2321-0015-A-23-3551-00234961-N | 1260 | 936.3 | 9.8 | 245 | 155 | 190 | Polo 23MBL Erection Material | 22695961 |  | N | N
Polo | FAIST Anlagenbau GmbH Krumbach | TPMC | Material antihelada | Anti Icing Material | Cubierta metálica Ø 430mm | Metal cover Ø 430mm | 3551 | 23MBL304 | AIR INTAKE SYSTEM | 1 | PCE | Germany |  | 23MBL |  | 22 |  |  | 2321 | S-2321-0015-A-23-3551-00234961-N | 1260 | 936.3 | 9.8 | 245 | 155 | 190 | Polo 23MBL Erection Material | 22695962 |  | N | N
Polo | FAIST Anlagenbau GmbH Krumbach | TPMC | Material antihelada | Anti Icing Material | Cubierta metálica Ø 430mm | Metal cover Ø 430mm | 3551 | 23MBL304 | AIR INTAKE SYSTEM | 1 | PCE | Germany |  | 23MBL |  | 22 |  |  | 2321 | S-2321-0015-A-23-3551-00234961-N | 1260 | 936.3 | 9.8 | 245 | 155 | 190 | Polo 23MBL Erection Material | 22695963 |  | N | N
Polo | FAIST Anlagenbau GmbH Krumbach | TPMC | Material antihelada | Anti Icing Material | Cubierta metálica para el arco Ø 430mm | Metal cover for bow Ø 430mm | 3551 | 23MBL304 | AIR INTAKE SYSTEM | 1 | PCE | Germany |  | 23MBL |  | 22 |  |  | 2321 | S-2321-0015-A-23-3551-00234961-N | 1260 | 936.3 | 10.5 | 245 | 155 | 190 | Polo 23MBL Erection Material | 22695964 |  | N | N
Polo | FAIST Anlagenbau GmbH Krumbach | TPMC | Material antihelada | Anti Icing Material | Tapa bridada Ø 540mm | Flangecap Ø 540mm | 3551 | 23MBL304 | AIR INTAKE SYSTEM | 1 | PCE | Germany |  | 23MBL |  | 22 |  |  | 2321 | S-2321-0015-A-23-3551-00234961-N | 1260 | 936.3 | 9.4 | 245 | 155 | 190 | Polo 23MBL Erection Material | 22695965 |  | N | N
Polo | FAIST Anlagenbau GmbH Krumbach | TPMC | Material antihelada | Anti Icing Material | Cubierta metálica Ø 430mm | Metal cover Ø 430mm | 3551 | 23MBL304 | AIR INTAKE SYSTEM | 1 | PCE | Germany |  | 23MBL |  | 22 |  |  | 2321 | S-2321-0015-A-23-3551-00234961-N | 1260 | 936.3 | 9.8 | 245 | 155 | 190 | Polo 23MBL Erection Material | 22695966 |  | N | N
Polo | FAIST Anlagenbau GmbH Krumbach | TPMC | Material antihelada | Anti Icing Material | Reductor Ø 430mm/ 370mm | Reducer Ø 430mm/ 370mm | 3551 | 23MBL304 | AIR INTAKE SYSTEM | 1 | PCE | Germany |  | 23MBL |  | 22 |  |  | 2321 | S-2321-0015-A-23-3551-00234961-N | 1260 | 936.3 | 2.8 | 245 | 155 | 190 | Polo 23MBL Erection Material | 22695967 |  | N | N
Polo | FAIST Anlagenbau GmbH Krumbach | TPMC | Material antihelada | Anti Icing Material | tapa final Ø 430mm | End Cap Ø 430mm | 3551 | 23MBL304 | AIR INTAKE SYSTEM | 1 | PCE | Germany |  | 23MBL |  | 22 |  |  | 2321 | S-2321-0015-A-23-3551-00234961-N | 1260 | 936.3 | 4.2 | 245 | 155 | 190 | Polo 23MBL Erection Material | 22695913 |  | N | N
Polo | FAIST Anlagenbau GmbH Krumbach | TPMC | Material antihelada | Anti Icing Material | Cubierta metálica Ø 430mm | Metal cover Ø 430mm | 3551 | 23MBL304 | AIR INTAKE SYSTEM | 1 | PCE | Germany |  | 23MBL |  | 22 |  |  | 2321 | S-2321-0015-A-23-3551-00234961-N | 1260 | 936.3 | 9.8 | 245 | 155 | 190 | Polo 23MBL Erection Material | 22695914 |  | N | N
Polo | FAIST Anlagenbau GmbH Krumbach | TPMC | Material antihelada | Anti Icing Material | Cubierta metálica Ø 370mm | Metal cover Ø 370mm | 3551 | 23MBL304 | AIR INTAKE SYSTEM | 1 | PCE | Germany |  | 23MBL |  | 22 |  |  | 2321 | S-2321-0015-A-23-3551-00234961-N | 1260 | 936.3 | 8.4 | 245 | 155 | 190 | Polo 23MBL Erection Material | 22695968 |  | N | N
Polo | FAIST Anlagenbau GmbH Krumbach | TPMC | Material antihelada | Anti Icing Material | Cubierta metálica Ø 370mm | Metal cover Ø 370mm | 3551 | 23MBL304 | AIR INTAKE SYSTEM | 1 | PCE | Germany |  | 23MBL |  | 22 |  |  | 2321 | S-2321-0015-A-23-3551-00234961-N | 1260 | 936.3 | 8.4 | 245 | 155 | 190 | Polo 23MBL Erection Material | 22695969 |  | N | N
Polo | FAIST Anlagenbau GmbH Krumbach | TPMC | Material antihelada | Anti Icing Material | Cubierta metálica Ø 370mm | Metal cover Ø 370mm | 3551 | 23MBL304 | AIR INTAKE SYSTEM | 1 | PCE | Germany |  | 23MBL |  | 22 |  |  | 2321 | S-2321-0015-A-23-3551-00234961-N | 1260 | 936.3 | 8.4 | 245 | 155 | 190 | Polo 23MBL Erection Material | 22695970 |  | N | N
Polo | FAIST Anlagenbau GmbH Krumbach | TPMC | Material antihelada | Anti Icing Material | Cubierta metálica Ø 370mm | Metal cover Ø 370mm | 3551 | 23MBL304 | AIR INTAKE SYSTEM | 1 | PCE | Germany |  | 23MBL |  | 22 |  |  | 2321 | S-2321-0015-A-23-3551-00234961-N | 1260 | 936.3 | 8.4 | 245 | 155 | 190 | Polo 23MBL Erection Material | 22695971 |  | N | N
Polo | FAIST Anlagenbau GmbH Krumbach | TPMC | Material antihelada | Anti Icing Material | Cubierta metálica Ø 370mm | Metal cover Ø 370mm | 3551 | 23MBL304 | AIR INTAKE SYSTEM | 1 | PCE | Germany |  | 23MBL |  | 22 |  |  | 2321 | S-2321-0015-A-23-3551-00234961-N | 1260 | 936.3 | 8.4 | 245 | 155 | 190 | Polo 23MBL Erection Material | 22695972 |  | N | N
Polo | FAIST Anlagenbau GmbH Krumbach | TPMC | Material antihelada | Anti Icing Material | Cubierta metálica Ø 370mm | Metal cover Ø 370mm | 3551 | 23MBL304 | AIR INTAKE SYSTEM | 1 | PCE | Germany |  | 23MBL |  | 22 |  |  | 2321 | S-2321-0015-A-23-3551-00234961-N | 1260 | 936.3 | 8.4 | 245 | 155 | 190 | Polo 23MBL Erection Material | 22695973 |  | N | N
Polo | FAIST Anlagenbau GmbH Krumbach | TPMC | Material antihelada | Anti Icing Material | Cubierta metálica Ø 370mm | Metal cover Ø 370mm | 3551 | 23MBL304 | AIR INTAKE SYSTEM | 1 | PCE | Germany |  | 23MBL |  | 22 |  |  | 2321 | S-2321-0015-A-23-3551-00234961-N | 1260 | 936.3 | 8.4 | 245 | 155 | 190 | Polo 23MBL Erection Material | 22695974 |  | N | N
Polo | FAIST Anlagenbau GmbH Krumbach | TPMC | Material antihelada | Anti Icing Material | Cubierta metálica Ø 370mm | Metal cover Ø 370mm | 3551 | 23MBL304 | AIR INTAKE SYSTEM | 1 | PCE | Germany |  | 23MBL |  | 22 |  |  | 2321 | S-2321-0015-A-23-3551-00234961-N | 1260 | 936.3 | 8.4 | 245 | 155 | 190 | Polo 23MBL Erection Material | 22695975 |  | N | N
Polo | FAIST Anlagenbau GmbH Krumbach | TPMC | Material antihelada | Anti Icing Material | Cubierta metálica Ø 370mm | Metal cover Ø 370mm | 3551 | 23MBL304 | AIR INTAKE SYSTEM | 1 | PCE | Germany |  | 23MBL |  | 22 |  |  | 2321 | S-2321-0015-A-23-3551-00234961-N | 1260 | 936.3 | 8.4 | 245 | 155 | 190 | Polo 23MBL Erection Material | 22695976 |  | N | N
Polo | FAIST Anlagenbau GmbH Krumbach | TPMC | Material antihelada | Anti Icing Material | Cubierta metálica Ø 370mm | Metal cover Ø 370mm | 3551 | 23MBL304 | AIR INTAKE SYSTEM | 1 | PCE | Germany |  | 23MBL |  | 22 |  |  | 2321 | S-2321-0015-A-23-3551-00234961-N | 1260 | 936.3 | 8.4 | 245 | 155 | 190 | Polo 23MBL Erection Material | 22695977 |  | N | N
Polo | FAIST Anlagenbau GmbH Krumbach | TPMC | Material antihelada | Anti Icing Material | Cubierta metálica Ø 430mm | Metal cover Ø 430mm | 3551 | 23MBL304 | AIR INTAKE SYSTEM | 1 | PCE | Germany |  | 23MBL |  | 22 |  |  | 2321 | S-2321-0015-A-23-3551-00234961-N | 1260 | 936.3 | 9.8 | 245 | 155 | 190 | Polo 23MBL Erection Material | 22695915 |  | N | N
Polo | FAIST Anlagenbau GmbH Krumbach | TPMC | Material antihelada | Anti Icing Material | Cubierta metálica Ø 370mm | Metal cover Ø 370mm | 3551 | 23MBL304 | AIR INTAKE SYSTEM | 1 | PCE | Germany |  | 23MBL |  | 22 |  |  | 2321 | S-2321-0015-A-23-3551-00234961-N | 1260 | 936.3 | 8.4 | 245 | 155 | 190 | Polo 23MBL Erection Material | 22695978 |  | N | N
Polo | FAIST Anlagenbau GmbH Krumbach | TPMC | Material antihelada | Anti Icing Material | Cubierta metálica Ø 370mm | Metal cover Ø 370mm | 3551 | 23MBL304 | AIR INTAKE SYSTEM | 1 | PCE | Germany |  | 23MBL |  | 22 |  |  | 2321 | S-2321-0015-A-23-3551-00234961-N | 1260 | 936.3 | 8.4 | 245 | 155 | 190 | Polo 23MBL Erection Material | 22695979 |  | N | N
Polo | FAIST Anlagenbau GmbH Krumbach | TPMC | Material antihelada | Anti Icing Material | Cubierta metálica Ø 370mm | Metal cover Ø 370mm | 3551 | 23MBL304 | AIR INTAKE SYSTEM | 1 | PCE | Germany |  | 23MBL |  | 22 |  |  | 2321 | S-2321-0015-A-23-3551-00234961-N | 1260 | 936.3 | 8.4 | 245 | 155 | 190 | Polo 23MBL Erection Material | 22695980 |  | N | N
Polo | FAIST Anlagenbau GmbH Krumbach | TPMC | Material antihelada | Anti Icing Material | Cubierta metálica Ø 370mm | Metal cover Ø 370mm | 3551 | 23MBL304 | AIR INTAKE SYSTEM | 1 | PCE | Germany |  | 23MBL |  | 22 |  |  | 2321 | S-2321-0015-A-23-3551-00234961-N | 1260 | 936.3 | 8.4 | 245 | 155 | 190 | Polo 23MBL Erection Material | 22695981 |  | N | N
Polo | FAIST Anlagenbau GmbH Krumbach | TPMC | Material antihelada | Anti Icing Material | Cubierta metálica Ø 370mm | Metal cover Ø 370mm | 3551 | 23MBL304 | AIR INTAKE SYSTEM | 1 | PCE | Germany |  | 23MBL |  | 22 |  |  | 2321 | S-2321-0015-A-23-3551-00234961-N | 1260 | 936.3 | 8.4 | 245 | 155 | 190 | Polo 23MBL Erection Material | 22695982 |  | N | N
Polo | FAIST Anlagenbau GmbH Krumbach | TPMC | Material antihelada | Anti Icing Material | Tapa final Ø 370mm | End Cap Ø 370mm | 3551 | 23MBL304 | AIR INTAKE SYSTEM | 1 | PCE | Germany |  | 23MBL |  | 22 |  |  | 2321 | S-2321-0015-A-23-3551-00234961-N | 1260 | 936.3 | 3.5 | 245 | 155 | 190 | Polo 23MBL Erection Material | 22695983 |  | N | N
Polo | FAIST Anlagenbau GmbH Krumbach | TPMC | Material antihelada | Anti Icing Material | Reductor Ø 430mm/ 370mm | Reducer Ø 430mm/ 370mm | 3551 | 23MBL304 | AIR INTAKE SYSTEM | 1 | PCE | Germany |  | 23MBL |  | 22 |  |  | 2321 | S-2321-0015-A-23-3551-00234961-N | 1260 | 936.3 | 2.8 | 245 | 155 | 190 | Polo 23MBL Erection Material | 22695984 |  | N | N
Polo | FAIST Anlagenbau GmbH Krumbach | TPMC | Material antihelada | Anti Icing Material | Cubierta metálica Ø 370mm | Metal cover Ø 370mm | 3551 | 23MBL304 | AIR INTAKE SYSTEM | 1 | PCE | Germany |  | 23MBL |  | 22 |  |  | 2321 | S-2321-0015-A-23-3551-00234961-N | 1260 | 936.3 | 8.4 | 245 | 155 | 190 | Polo 23MBL Erection Material | 22695985 |  | N | N
Polo | FAIST Anlagenbau GmbH Krumbach | TPMC | Material antihelada | Anti Icing Material | Cubierta metálica Ø 370mm | Metal cover Ø 370mm | 3551 | 23MBL304 | AIR INTAKE SYSTEM | 1 | PCE | Germany |  | 23MBL |  | 22 |  |  | 2321 | S-2321-0015-A-23-3551-00234961-N | 1260 | 936.3 | 8.4 | 245 | 155 | 190 | Polo 23MBL Erection Material | 22695986 |  | N | N
Polo | FAIST Anlagenbau GmbH Krumbach | TPMC | Material antihelada | Anti Icing Material | Cubierta metálica Ø 370mm | Metal cover Ø 370mm | 3551 | 23MBL304 | AIR INTAKE SYSTEM | 1 | PCE | Germany |  | 23MBL |  | 22 |  |  | 2321 | S-2321-0015-A-23-3551-00234961-N | 1260 | 936.3 | 8.4 | 245 | 155 | 190 | Polo 23MBL Erection Material | 22695987 |  | N | N
Polo | FAIST Anlagenbau GmbH Krumbach | TPMC | Material antihelada | Anti Icing Material | Cubierta metálica para el arco Ø 430mm | Metal cover for bow Ø 430mm | 3551 | 23MBL304 | AIR INTAKE SYSTEM | 1 | PCE | Germany |  | 23MBL |  | 22 |  |  | 2321 | S-2321-0015-A-23-3551-00234961-N | 1260 | 936.3 | 10.5 | 245 | 155 | 190 | Polo 23MBL Erection Material | 22695916 |  | N | N
Polo | FAIST Anlagenbau GmbH Krumbach | TPMC | Material antihelada | Anti Icing Material | Cubierta metálica Ø 370mm | Metal cover Ø 370mm | 3551 | 23MBL304 | AIR INTAKE SYSTEM | 1 | PCE | Germany |  | 23MBL |  | 22 |  |  | 2321 | S-2321-0015-A-23-3551-00234961-N | 1260 | 936.3 | 8.4 | 245 | 155 | 190 | Polo 23MBL Erection Material | 22695988 |  | N | N
Polo | FAIST Anlagenbau GmbH Krumbach | TPMC | Material antihelada | Anti Icing Material | Cubierta metálica Ø 370mm | Metal cover Ø 370mm | 3551 | 23MBL304 | AIR INTAKE SYSTEM | 1 | PCE | Germany |  | 23MBL |  | 22 |  |  | 2321 | S-2321-0015-A-23-3551-00234961-N | 1260 | 936.3 | 8.4 | 245 | 155 | 190 | Polo 23MBL Erection Material | 22695989 |  | N | N
Polo | FAIST Anlagenbau GmbH Krumbach | TPMC | Material antihelada | Anti Icing Material | Cubierta metálica Ø 370mm | Metal cover Ø 370mm | 3551 | 23MBL304 | AIR INTAKE SYSTEM | 1 | PCE | Germany |  | 23MBL |  | 22 |  |  | 2321 | S-2321-0015-A-23-3551-00234961-N | 1260 | 936.3 | 8.4 | 245 | 155 | 190 | Polo 23MBL Erection Material | 22695990 |  | N | N
Polo | FAIST Anlagenbau GmbH Krumbach | TPMC | Material antihelada | Anti Icing Material | Cubierta metálica Ø 370mm | Metal cover Ø 370mm | 3551 | 23MBL304 | AIR INTAKE SYSTEM | 1 | PCE | Germany |  | 23MBL |  | 22 |  |  | 2321 | S-2321-0015-A-23-3551-00234961-N | 1260 | 936.3 | 8.4 | 245 | 155 | 190 | Polo 23MBL Erection Material | 22695991 |  | N | N
Polo | FAIST Anlagenbau GmbH Krumbach | TPMC | Material antihelada | Anti Icing Material | Cubierta metálica Ø 370mm | Metal cover Ø 370mm | 3551 | 23MBL304 | AIR INTAKE SYSTEM | 1 | PCE | Germany |  | 23MBL |  | 22 |  |  | 2321 | S-2321-0015-A-23-3551-00234961-N | 1260 | 936.3 | 8.4 | 245 | 155 | 190 | Polo 23MBL Erection Material | 22695992 |  | N | N
Polo | FAIST Anlagenbau GmbH Krumbach | TPMC | Material antihelada | Anti Icing Material | Cubierta metálica Ø 370mm | Metal cover Ø 370mm | 3551 | 23MBL304 | AIR INTAKE SYSTEM | 1 | PCE | Germany |  | 23MBL |  | 22 |  |  | 2321 | S-2321-0015-A-23-3551-00234961-N | 1260 | 936.3 | 8.4 | 245 | 155 | 190 | Polo 23MBL Erection Material | 22695993 |  | N | N
Polo | FAIST Anlagenbau GmbH Krumbach | TPMC | Material antihelada | Anti Icing Material | Cubierta metálica Ø 370mm | Metal cover Ø 370mm | 3551 | 23MBL304 | AIR INTAKE SYSTEM | 1 | PCE | Germany |  | 23MBL |  | 22 |  |  | 2321 | S-2321-0015-A-23-3551-00234961-N | 1260 | 936.3 | 8.4 | 245 | 155 | 190 | Polo 23MBL Erection Material | 22695994 |  | N | N
Polo | FAIST Anlagenbau GmbH Krumbach | TPMC | Material antihelada | Anti Icing Material | Cubierta metálica Ø 370mm | Metal cover Ø 370mm | 3551 | 23MBL304 | AIR INTAKE SYSTEM | 1 | PCE | Germany |  | 23MBL |  | 22 |  |  | 2321 | S-2321-0015-A-23-3551-00234961-N | 1260 | 936.3 | 8.4 | 245 | 155 | 190 | Polo 23MBL Erection Material | 22695995 |  | N | N
Polo | FAIST Anlagenbau GmbH Krumbach | TPMC | Material antihelada | Anti Icing Material | Cubierta metálica Ø 370mm | Metal cover Ø 370mm | 3551 | 23MBL304 | AIR INTAKE SYSTEM | 1 | PCE | Germany |  | 23MBL |  | 22 |  |  | 2321 | S-2321-0015-A-23-3551-00234961-N | 1260 | 936.3 | 8.4 | 245 | 155 | 190 | Polo 23MBL Erection Material | 22695996 |  | N | N
Polo | FAIST Anlagenbau GmbH Krumbach | TPMC | Material antihelada | Anti Icing Material | Cubierta metálica Ø 370mm | Metal cover Ø 370mm | 3551 | 23MBL304 | AIR INTAKE SYSTEM | 1 | PCE | Germany |  | 23MBL |  | 22 |  |  | 2321 | S-2321-0015-A-23-3551-00234961-N | 1260 | 936.3 | 8.4 | 245 | 155 | 190 | Polo 23MBL Erection Material | 22695997 |  | N | N
Polo | FAIST Anlagenbau GmbH Krumbach | TPMC | Material antihelada | Anti Icing Material | Cubierta metálica Ø 430mm | Metal cover Ø 430mm | 3551 | 23MBL304 | AIR INTAKE SYSTEM | 1 | PCE | Germany |  | 23MBL |  | 22 |  |  | 2321 | S-2321-0015-A-23-3551-00234961-N | 1260 | 936.3 | 9.8 | 245 | 155 | 190 | Polo 23MBL Erection Material | 22695917 |  | N | N
Polo | FAIST Anlagenbau GmbH Krumbach | TPMC | Material antihelada | Anti Icing Material | Cubierta metálica Ø 370mm | Metal cover Ø 370mm | 3551 | 23MBL304 | AIR INTAKE SYSTEM | 1 | PCE | Germany |  | 23MBL |  | 22 |  |  | 2321 | S-2321-0015-A-23-3551-00234961-N | 1260 | 936.3 | 8.4 | 245 | 155 | 190 | Polo 23MBL Erection Material | 22695998 |  | N | N
Polo | FAIST Anlagenbau GmbH Krumbach | TPMC | Material antihelada | Anti Icing Material | Cubierta metálica Ø 370mm | Metal cover Ø 370mm | 3551 | 23MBL304 | AIR INTAKE SYSTEM | 1 | PCE | Germany |  | 23MBL |  | 22 |  |  | 2321 | S-2321-0015-A-23-3551-00234961-N | 1260 | 936.3 | 8.4 | 245 | 155 | 190 | Polo 23MBL Erection Material | 22695999 |  | N | N
Polo | FAIST Anlagenbau GmbH Krumbach | TPMC | Material antihelada | Anti Icing Material | Tapa final Ø 370mm | End Cap Ø 370mm | 3551 | 23MBL304 | AIR INTAKE SYSTEM | 1 | PCE | Germany |  | 23MBL |  | 22 |  |  | 2321 | S-2321-0015-A-23-3551-00234961-N | 1260 | 936.3 | 3.5 | 245 | 155 | 190 | Polo 23MBL Erection Material | 22696000 |  | N | N
Polo | FAIST Anlagenbau GmbH Krumbach | TPMC | Material antihelada | Anti Icing Material | Tobera de ajuste/Tobera de ajuste Ø 190mm | set-on nozzle/set-on-nozzle Ø 190mm | 3551 | 23MBL304 | AIR INTAKE SYSTEM | 1 | PCE | Germany |  | 23MBL |  | 22 |  |  | 2321 | S-2321-0015-A-23-3551-00234961-N | 1260 | 936.3 | 1.4 | 245 | 155 | 190 | Polo 23MBL Erection Material | 22696001 |  | N | N
Polo | FAIST Anlagenbau GmbH Krumbach | TPMC | Material antihelada | Anti Icing Material | Tobera de ajuste/Tobera de ajuste Ø 190mm | set-on nozzle/set-on-nozzle Ø 190mm | 3551 | 23MBL304 | AIR INTAKE SYSTEM | 1 | PCE | Germany |  | 23MBL |  | 22 |  |  | 2321 | S-2321-0015-A-23-3551-00234961-N | 1260 | 936.3 | 1.4 | 245 | 155 | 190 | Polo 23MBL Erection Material | 22696002 |  | N | N
Polo | FAIST Anlagenbau GmbH Krumbach | TPMC | Material antihelada | Anti Icing Material | Tobera de ajuste/Tobera de ajuste Ø 190mm | set-on nozzle/set-on-nozzle Ø 190mm | 3551 | 23MBL304 | AIR INTAKE SYSTEM | 1 | PCE | Germany |  | 23MBL |  | 22 |  |  | 2321 | S-2321-0015-A-23-3551-00234961-N | 1260 | 936.3 | 1.4 | 245 | 155 | 190 | Polo 23MBL Erection Material | 22696003 |  | N | N
Polo | FAIST Anlagenbau GmbH Krumbach | TPMC | Material antihelada | Anti Icing Material | Tobera de ajuste/Tobera de ajuste Ø 190mm | set-on nozzle/set-on-nozzle Ø 190mm | 3551 | 23MBL304 | AIR INTAKE SYSTEM | 1 | PCE | Germany |  | 23MBL |  | 22 |  |  | 2321 | S-2321-0015-A-23-3551-00234961-N | 1260 | 936.3 | 1.4 | 245 | 155 | 190 | Polo 23MBL Erection Material | 22696004 |  | N | N
Polo | FAIST Anlagenbau GmbH Krumbach | TPMC | Material antihelada | Anti Icing Material | Tobera de ajuste/Tobera de ajuste Ø 190mm | set-on nozzle/set-on-nozzle Ø 190mm | 3551 | 23MBL304 | AIR INTAKE SYSTEM | 1 | PCE | Germany |  | 23MBL |  | 22 |  |  | 2321 | S-2321-0015-A-23-3551-00234961-N | 1260 | 936.3 | 1.4 | 245 | 155 | 190 | Polo 23MBL Erection Material | 22696005 |  | N | N
Polo | FAIST Anlagenbau GmbH Krumbach | TPMC | Material antihelada | Anti Icing Material | Tobera de ajuste/Tobera de ajuste Ø 190mm | set-on nozzle/set-on-nozzle Ø 190mm | 3551 | 23MBL304 | AIR INTAKE SYSTEM | 1 | PCE | Germany |  | 23MBL |  | 22 |  |  | 2321 | S-2321-0015-A-23-3551-00234961-N | 1260 | 936.3 | 1.4 | 245 | 155 | 190 | Polo 23MBL Erection Material | 22696006 |  | N | N
Polo | FAIST Anlagenbau GmbH Krumbach | TPMC | Material antihelada | Anti Icing Material | Tobera de ajuste/Tobera de ajuste Ø 190mm | set-on nozzle/set-on-nozzle Ø 190mm | 3551 | 23MBL304 | AIR INTAKE SYSTEM | 1 | PCE | Germany |  | 23MBL |  | 22 |  |  | 2321 | S-2321-0015-A-23-3551-00234961-N | 1260 | 936.3 | 1.4 | 245 | 155 | 190 | Polo 23MBL Erection Material | 22696007 |  | N | N
Polo | FAIST Anlagenbau GmbH Krumbach | TPMC | Material antihelada | Anti Icing Material | Cuenco de fibras minerales 89/50 | Mineral fibre bowl 89/50 | 3551 | 23MBL304 | AIR INTAKE SYSTEM | 15 | PCE | Germany |  | 23MBL |  | 23 |  |  | 2321 | S-2321-0016-A-23-3551-00234961-N | 2860 | 1785.701 | 37.5 | 590 | 200 | 235 | Polo 23MBL Erection Material | 22696034 |  | N | N
Polo | FAIST Anlagenbau GmbH Krumbach | TPMC | Material antihelada | Anti Icing Material | Alfombrilla de red de alambre 50mm | Wire net mat 50mm | 3551 | 23MBL304 | AIR INTAKE SYSTEM | 9 | PCE | Germany |  | 23MBL |  | 23 |  |  | 2321 | S-2321-0016-A-23-3551-00234961-N | 2860 | 1785.701 | 180 | 590 | 200 | 235 | Polo 23MBL Erection Material | 22696035 |  | N | N
Polo | FAIST Anlagenbau GmbH Krumbach | TPMC | Material antihelada | Anti Icing Material | Tubo pos. 71-13-03 | tube pos. 71-13-03 | 3551 | 23MBL304 | AIR INTAKE SYSTEM | 1 | PCE | Germany |  | 23MBL |  | 23 |  |  | 2321 | S-2321-0016-A-23-3551-00234961-N | 2860 | 1785.701 | 79.9 | 590 | 200 | 235 | Polo 23MBL Erection Material | 22696029 |  | N | N
Polo | FAIST Anlagenbau GmbH Krumbach | TPMC | Material antihelada | Anti Icing Material | Reductora Pos. 71-13-05 | reducer pos. 71-13-05 | 3551 | 23MBL304 | AIR INTAKE SYSTEM | 1 | PCE | Germany |  | 23MBL |  | 23 |  |  | 2321 | S-2321-0016-A-23-3551-00234961-N | 2860 | 1785.701 | 41.3 | 590 | 200 | 235 | Polo 23MBL Erection Material | 22696030 |  | N | N
Polo | FAIST Anlagenbau GmbH Krumbach | TPMC | Material antihelada | Anti Icing Material | Tubo pos. 71-13-08 | tube pos. 71-13-08 | 3551 | 23MBL304 | AIR INTAKE SYSTEM | 1 | PCE | Germany |  | 23MBL |  | 23 |  |  | 2321 | S-2321-0016-A-23-3551-00234961-N | 2860 | 1785.701 | 111.4 | 590 | 200 | 235 | Polo 23MBL Erection Material | 22696031 |  | N | N
Polo | FAIST Anlagenbau GmbH Krumbach | TPMC | Material antihelada | Anti Icing Material | Tubo pos. 71-13-12 | tube pos. 71-13-12 | 3551 | 23MBL304 | AIR INTAKE SYSTEM | 1 | PCE | Germany |  | 23MBL |  | 23 |  |  | 2321 | S-2321-0016-A-23-3551-00234961-N | 2860 | 1785.701 | 69.98 | 590 | 200 | 235 | Polo 23MBL Erection Material | 22696032 |  | N | N
Polo | FAIST Anlagenbau GmbH Krumbach | TPMC | Material antihelada | Anti Icing Material | Tubo pos. 71-13-16 | tube pos. 71-13-16 | 3551 | 23MBL304 | AIR INTAKE SYSTEM | 18 | PCE | Germany |  | 23MBL |  | 23 |  |  | 2321 | S-2321-0016-A-23-3551-00234961-N | 2860 | 1785.701 | 1171.8 | 590 | 200 | 235 | Polo 23MBL Erection Material | 22696033 |  | N | N
Polo | FAIST Anlagenbau GmbH Krumbach | TPMC | Material antihelada | Anti Icing Material | Anillo de tubo | Ring pipeline | 3551 | 23MBL304 | AIR INTAKE SYSTEM | 1 | PCE | Germany |  | 23MBL |  | 23 |  |  | 2321 | S-2321-0016-A-23-3551-00234961-N | 2860 | 1785.701 | 28.545 | 590 | 200 | 235 | Polo 23MBL Erection Material | 22696036 |  | N | N
Polo | FAIST Anlagenbau GmbH Krumbach | TPMC | Material antihelada | Anti Icing Material | Anillo de tubo | Ring pipeline | 3551 | 23MBL304 | AIR INTAKE SYSTEM | 1 | PCE | Germany |  | 23MBL |  | 23 |  |  | 2321 | S-2321-0016-A-23-3551-00234961-N | 2860 | 1785.701 | 25.674 | 590 | 200 | 235 | Polo 23MBL Erection Material | 22696037 |  | N | N
Polo | FAIST Anlagenbau GmbH Krumbach | TPMC | Material antihelada | Anti Icing Material | Anillo de tubo | Ring pipeline | 3551 | 23MBL304 | AIR INTAKE SYSTEM | 1 | PCE | Germany |  | 23MBL |  | 23 |  |  | 2321 | S-2321-0016-A-23-3551-00234961-N | 2860 | 1785.701 | 25.647 | 590 | 200 | 235 | Polo 23MBL Erection Material | 22696038 |  | N | N
Polo | FAIST Anlagenbau GmbH Krumbach | TPMC | Material antihelada | Anti Icing Material | Conducto | Pipeline | 3551 | 23MBL304 | AIR INTAKE SYSTEM | 1 | PCE | Germany |  | 23MBL |  | 23 |  |  | 2321 | S-2321-0016-A-23-3551-00234961-N | 2860 | 1785.701 | 11.724 | 590 | 200 | 235 | Polo 23MBL Erection Material | 22696039 |  | N | N
Polo | FAIST Anlagenbau GmbH Krumbach | TPMC | Material antihelada | Anti Icing Material | Soporte de tubo | Pipe support | 3551 | 23MBL304 | AIR INTAKE SYSTEM | 2 | PCE | Germany |  | 23MBL |  | 23 |  |  | 2321 | S-2321-0016-A-23-3551-00234961-N | 2860 | 1785.701 | 2.128 | 590 | 200 | 235 | Polo 23MBL Erection Material | 22696040 |  | N | N
Polo | FAIST Anlagenbau GmbH Krumbach | TPMC | Material antihelada | Anti Icing Material | Sujeción de tubo D=49 , DIN 1597 - 1.4571 | pipe clamp D=49 , DIN 1597 - 1.4571 | 3551 | 23MBL304 | AIR INTAKE SYSTEM | 2 | PCE | Germany |  | 23MBL |  | 23 |  |  | 2321 | S-2321-0016-A-23-3551-00234961-N | 2860 | 1785.701 | 0.024 | 590 | 200 | 235 | Polo 23MBL Erection Material | 22696041 |  | N | N
Polo | FAIST Anlagenbau GmbH Krumbach | TPMC | Material antihelada | Anti Icing Material | Tornillo roscado 6,3x25 A4 | Tapping screw 6,3x25 A4 | 3551 | 23MBL304 | AIR INTAKE SYSTEM | 10 | PCE | Germany |  | 23MBL |  | 23 |  |  | 2321 | S-2321-0016-A-23-3551-00234961-N | 2860 | 1785.701 | 0.079 | 590 | 200 | 235 | Polo 23MBL Erection Material | 22696042 |  | N | N
Polo | FAIST Anlagenbau GmbH Krumbach | TPMC | Refuerzo, perfil de BARRA DE SEGURIDAD ANTICAÍDAS; drenaje del techo, sellado | Stiffening, DROP SAFE BAR Profil, Roofdrainage, Sealing | Sellado PE 18x25mm SK | Sealing PE 18x25mm SK | 3551 | 23MBL304 | AIR INTAKE SYSTEM | 500 | MTR | Germany |  | 23MBL |  | 24 |  |  | 2321 | S-2321-0017-A-23-3551-00234961-N | 1900 | 1195.562 | 7 | 365 | 185 | 210 | Polo 23MBL Erection Material | 22696046 |  | N | N
Polo | FAIST Anlagenbau GmbH Krumbach | TPMC | Refuerzo, perfil de BARRA DE SEGURIDAD ANTICAÍDAS; drenaje del techo, sellado | Stiffening, DROP SAFE BAR Profil, Roofdrainage, Sealing | BARRA de caída segura Amco N° de perfil 15822 | DROP SAFE BAR Amco Profil Nr 15822 | 3551 | 23MBL304 | AIR INTAKE SYSTEM | 138 | PCE | Germany |  | 23MBL |  | 24 |  |  | 2321 | S-2321-0017-A-23-3551-00234961-N | 1900 | 1195.562 | 996.36 | 365 | 185 | 210 | Polo 23MBL Erection Material | 22696063 |  | N | N
Polo | FAIST Anlagenbau GmbH Krumbach | TPMC | Refuerzo, perfil de BARRA DE SEGURIDAD ANTICAÍDAS; drenaje del techo, sellado | Stiffening, DROP SAFE BAR Profil, Roofdrainage, Sealing | Tubo de refuerzo 60x60 L= 3155 Aluminio | Stiffening 60x60 L= 3155 Aluminum | 3551 | 23MBL304 | AIR INTAKE SYSTEM | 18 | PCE | Germany |  | 23MBL |  | 24 |  |  | 2321 | S-2321-0017-A-23-3551-00234961-N | 1900 | 1195.562 | 104.04 | 365 | 185 | 210 | Polo 23MBL Erection Material | 22696064 |  | N | N
Polo | FAIST Anlagenbau GmbH Krumbach | TPMC | Refuerzo, perfil de BARRA DE SEGURIDAD ANTICAÍDAS; drenaje del techo, sellado | Stiffening, DROP SAFE BAR Profil, Roofdrainage, Sealing | Tubo de refuerzo 60x60 L= 2517 Aluminio | Stiffening 60x60 L= 2517 Aluminum | 3551 | 23MBL304 | AIR INTAKE SYSTEM | 6 | PCE | Germany |  | 23MBL |  | 24 |  |  | 2321 | S-2321-0017-A-23-3551-00234961-N | 1900 | 1195.562 | 27.78 | 365 | 185 | 210 | Polo 23MBL Erection Material | 22696065 |  | N | N
Polo | FAIST Anlagenbau GmbH Krumbach | TPMC | Refuerzo, perfil de BARRA DE SEGURIDAD ANTICAÍDAS; drenaje del techo, sellado | Stiffening, DROP SAFE BAR Profil, Roofdrainage, Sealing | Clavija para el tubo contra la lluvia RG 100 L = 3,0 m | Socket for Rain pipe RG 100 L = 3,0 m | 3551 | 23MBL304 | AIR INTAKE SYSTEM | 8 | PCE | Germany |  | 23MBL |  | 24 |  |  | 2321 | S-2321-0017-A-23-3551-00234961-N | 1900 | 1195.562 | 0.64 | 365 | 185 | 210 | Polo 23MBL Erection Material | 22696054 |  | N | N
Polo | FAIST Anlagenbau GmbH Krumbach | TPMC | Refuerzo, perfil de BARRA DE SEGURIDAD ANTICAÍDAS; drenaje del techo, sellado | Stiffening, DROP SAFE BAR Profil, Roofdrainage, Sealing | Salida del tubo de mercancías contra la lluvia RG 100 | Rain gutter pipe outlet RG 100 | 3551 | 23MBL304 | AIR INTAKE SYSTEM | 4 | PCE | Germany |  | 23MBL |  | 24 |  |  | 2321 | S-2321-0017-A-23-3551-00234961-N | 1900 | 1195.562 | 0.836 | 365 | 185 | 210 | Polo 23MBL Erection Material | 22696055 |  | N | N
Polo | FAIST Anlagenbau GmbH Krumbach | TPMC | Refuerzo, perfil de BARRA DE SEGURIDAD ANTICAÍDAS; drenaje del techo, sellado | Stiffening, DROP SAFE BAR Profil, Roofdrainage, Sealing | Dobladura del tubo de mercancías contra la lluvia 72° RG 100 | Rain pipe bend 72° RG 100 | 3551 | 23MBL304 | AIR INTAKE SYSTEM | 9 | PCE | Germany |  | 23MBL |  | 24 |  |  | 2321 | S-2321-0017-A-23-3551-00234961-N | 1900 | 1195.562 | 0.9 | 365 | 185 | 210 | Polo 23MBL Erection Material | 22696056 |  | N | N
Polo | FAIST Anlagenbau GmbH Krumbach | TPMC | Refuerzo, perfil de BARRA DE SEGURIDAD ANTICAÍDAS; drenaje del techo, sellado | Stiffening, DROP SAFE BAR Profil, Roofdrainage, Sealing | Sujeción de mercancías contra la lluvia RG 150 | Rain gutter clamp RG 150 | 3551 | 23MBL304 | AIR INTAKE SYSTEM | 136 | PCE | Germany |  | 23MBL |  | 24 |  |  | 2321 | S-2321-0017-A-23-3551-00234961-N | 1900 | 1195.562 | 17.544 | 365 | 185 | 210 | Polo 23MBL Erection Material | 22696057 |  | N | N
Polo | FAIST Anlagenbau GmbH Krumbach | TPMC | Refuerzo, perfil de BARRA DE SEGURIDAD ANTICAÍDAS; drenaje del techo, sellado | Stiffening, DROP SAFE BAR Profil, Roofdrainage, Sealing | Mercancías contra la lluvia RG 150 3,0 m | Rain gutter RG 150 3,0 m | 3551 | 23MBL304 | AIR INTAKE SYSTEM | 32 | PCE | Germany |  | 23MBL |  | 24 |  |  | 2321 | S-2321-0017-A-23-3551-00234961-N | 1900 | 1195.562 | 6.688 | 365 | 185 | 210 | Polo 23MBL Erection Material | 22696058 |  | N | N
Polo | FAIST Anlagenbau GmbH Krumbach | TPMC | Refuerzo, perfil de BARRA DE SEGURIDAD ANTICAÍDAS; drenaje del techo, sellado | Stiffening, DROP SAFE BAR Profil, Roofdrainage, Sealing | Tapa final de protección de mercancías contra la lluvia RG 150 derecho | Rain gutter end cap RG 150 right | 3551 | 23MBL304 | AIR INTAKE SYSTEM | 4 | PCE | Germany |  | 23MBL |  | 24 |  |  | 2321 | S-2321-0017-A-23-3551-00234961-N | 1900 | 1195.562 | 0.204 | 365 | 185 | 210 | Polo 23MBL Erection Material | 22696059 |  | N | N
Polo | FAIST Anlagenbau GmbH Krumbach | TPMC | Refuerzo, perfil de BARRA DE SEGURIDAD ANTICAÍDAS; drenaje del techo, sellado | Stiffening, DROP SAFE BAR Profil, Roofdrainage, Sealing | Tapa final de protección de mercancías contra la lluvia RG 150 izquierdo | Rain gutter end cap RG 150 left | 3551 | 23MBL304 | AIR INTAKE SYSTEM | 4 | PCE | Germany |  | 23MBL |  | 24 |  |  | 2321 | S-2321-0017-A-23-3551-00234961-N | 1900 | 1195.562 | 0.204 | 365 | 185 | 210 | Polo 23MBL Erection Material | 22696060 |  | N | N
Polo | FAIST Anlagenbau GmbH Krumbach | TPMC | Refuerzo, perfil de BARRA DE SEGURIDAD ANTICAÍDAS; drenaje del techo, sellado | Stiffening, DROP SAFE BAR Profil, Roofdrainage, Sealing | Tubo contra la lluvia de marca T RG 100 (72°) | Rain pipe T-branch RG 100 (72°) | 3551 | 23MBL304 | AIR INTAKE SYSTEM | 4 | PCE | Germany |  | 23MBL |  | 24 |  |  | 2321 | S-2321-0017-A-23-3551-00234961-N | 1900 | 1195.562 | 1.616 | 365 | 185 | 210 | Polo 23MBL Erection Material | 22696061 |  | N | N
Polo | FAIST Anlagenbau GmbH Krumbach | TPMC | Refuerzo, perfil de BARRA DE SEGURIDAD ANTICAÍDAS; drenaje del techo, sellado | Stiffening, DROP SAFE BAR Profil, Roofdrainage, Sealing | Tubo contra la lluvia RG 100 L = 3,0 m | Rain pipe RG 100 L = 3,0 m | 3551 | 23MBL304 | AIR INTAKE SYSTEM | 12 | PCE | Germany |  | 23MBL |  | 24 |  |  | 2321 | S-2321-0017-A-23-3551-00234961-N | 1900 | 1195.562 | 16.464 | 365 | 185 | 210 | Polo 23MBL Erection Material | 22696062 |  | N | N
Polo | FAIST Anlagenbau GmbH Krumbach | TPMC | Refuerzo, perfil de BARRA DE SEGURIDAD ANTICAÍDAS; drenaje del techo, sellado | Stiffening, DROP SAFE BAR Profil, Roofdrainage, Sealing | Sello PE 18x25mm SK | Sealing PE 18x25mm SK | 3551 | 23MBL304 | AIR INTAKE SYSTEM | 650 | MTR | Germany |  | 23MBL |  | 24 |  |  | 2321 | S-2321-0017-A-23-3551-00234961-N | 1900 | 1195.562 | 9.1 | 365 | 185 | 210 | Polo 23MBL Erection Material | 22696043 |  | N | N
Polo | FAIST Anlagenbau GmbH Krumbach | TPMC | Refuerzo, perfil de BARRA DE SEGURIDAD ANTICAÍDAS; drenaje del techo, sellado | Stiffening, DROP SAFE BAR Profil, Roofdrainage, Sealing | Sello PE 18x25mm SK | Sealing PE 18x15mm SK | 3551 | 23MBL304 | AIR INTAKE SYSTEM | 80 | MTR | Germany |  | 23MBL |  | 24 |  |  | 2321 | S-2321-0017-A-23-3551-00234961-N | 1900 | 1195.562 | 0.88 | 365 | 185 | 210 | Polo 23MBL Erection Material | 22696044 |  | N | N
Polo | FAIST Anlagenbau GmbH Krumbach | TPMC | Refuerzo, perfil de BARRA DE SEGURIDAD ANTICAÍDAS; drenaje del techo, sellado | Stiffening, DROP SAFE BAR Profil, Roofdrainage, Sealing | Sello PE 18x25mm SK | Sealing PE 18x25mm SK | 3551 | 23MBL304 | AIR INTAKE SYSTEM | 80 | MTR | Germany |  | 23MBL |  | 24 |  |  | 2321 | S-2321-0017-A-23-3551-00234961-N | 1900 | 1195.562 | 1.12 | 365 | 185 | 210 | Polo 23MBL Erection Material | 22696045 |  | N | N
Polo | FAIST Anlagenbau GmbH Krumbach | TPMC | Refuerzo, perfil de BARRA DE SEGURIDAD ANTICAÍDAS; drenaje del techo, sellado | Stiffening, DROP SAFE BAR Profil, Roofdrainage, Sealing | Cinta de sellado PE 18x25mm SK | Sealing PE 18x25mm SK | 3551 | 23MBL304 | AIR INTAKE SYSTEM | 50 | MTR | Germany |  | 23MBL |  | 24 |  |  | 2321 | S-2321-0017-A-23-3551-00234961-N | 1900 | 1195.562 | 0.5 | 365 | 185 | 210 | Polo 23MBL Erection Material | 22696047 |  | N | N
Polo | FAIST Anlagenbau GmbH Krumbach | TPMC | Refuerzo, perfil de BARRA DE SEGURIDAD ANTICAÍDAS; drenaje del techo, sellado | Stiffening, DROP SAFE BAR Profil, Roofdrainage, Sealing | Sello PE 18x25mm SK | Sealing PE 18x25mm SK | 3551 | 23MBL304 | AIR INTAKE SYSTEM | 48 | MTR | Germany |  | 23MBL |  | 24 |  |  | 2321 | S-2321-0017-A-23-3551-00234961-N | 1900 | 1195.562 | 0.48 | 365 | 185 | 210 | Polo 23MBL Erection Material | 22696048 |  | N | N
Polo | FAIST Anlagenbau GmbH Krumbach | TPMC | Refuerzo, perfil de BARRA DE SEGURIDAD ANTICAÍDAS; drenaje del techo, sellado | Stiffening, DROP SAFE BAR Profil, Roofdrainage, Sealing | Sello PE 18x25mm SK | Sealing PE 18x25mm SK | 3551 | 23MBL304 | AIR INTAKE SYSTEM | 48 | MTR | Germany |  | 23MBL |  | 24 |  |  | 2321 | S-2321-0017-A-23-3551-00234961-N | 1900 | 1195.562 | 0.672 | 365 | 185 | 210 | Polo 23MBL Erection Material | 22696049 |  | N | N
Polo | FAIST Anlagenbau GmbH Krumbach | TPMC | Refuerzo, perfil de BARRA DE SEGURIDAD ANTICAÍDAS; drenaje del techo, sellado | Stiffening, DROP SAFE BAR Profil, Roofdrainage, Sealing | Sello PE 18x25mm SK | sealing PE 18x25mm SK | 3551 | 23MBL304 | AIR INTAKE SYSTEM | 24 | MTR | Germany |  | 23MBL |  | 24 |  |  | 2321 | S-2321-0017-A-23-3551-00234961-N | 1900 | 1195.562 | 0.336 | 365 | 185 | 210 | Polo 23MBL Erection Material | 22696050 |  | N | N
Polo | FAIST Anlagenbau GmbH Krumbach | TPMC | Refuerzo, perfil de BARRA DE SEGURIDAD ANTICAÍDAS; drenaje del techo, sellado | Stiffening, DROP SAFE BAR Profil, Roofdrainage, Sealing | Sello PE 18x15mm SK | Sealing PE 18x15mm SK | 3551 | 23MBL304 | AIR INTAKE SYSTEM | 12 | MTR | Germany |  | 23MBL |  | 24 |  |  | 2321 | S-2321-0017-A-23-3551-00234961-N | 1900 | 1195.562 | 0.168 | 365 | 185 | 210 | Polo 23MBL Erection Material | 22696051 |  | N | N
Polo | FAIST Anlagenbau GmbH Krumbach | TPMC | Refuerzo, perfil de BARRA DE SEGURIDAD ANTICAÍDAS; drenaje del techo, sellado | Stiffening, DROP SAFE BAR Profil, Roofdrainage, Sealing | Sello PE 18x25mm SK | Sealing PE 18x25mm SK | 3551 | 23MBL304 | AIR INTAKE SYSTEM | 75 | MTR | Germany |  | 23MBL |  | 24 |  |  | 2321 | S-2321-0017-A-23-3551-00234961-N | 1900 | 1195.562 | 1.05 | 365 | 185 | 210 | Polo 23MBL Erection Material | 22696052 |  | N | N
Polo | FAIST Anlagenbau GmbH Krumbach | TPMC | Refuerzo, perfil de BARRA DE SEGURIDAD ANTICAÍDAS; drenaje del techo, sellado | Stiffening, DROP SAFE BAR Profil, Roofdrainage, Sealing | Sello PE 18x25mm SK | Sealing PE 18x25mm SK | 3551 | 23MBL304 | AIR INTAKE SYSTEM | 70 | MTR | Germany |  | 23MBL |  | 24 |  |  | 2321 | S-2321-0017-A-23-3551-00234961-N | 1900 | 1195.562 | 0.98 | 365 | 185 | 210 | Polo 23MBL Erection Material | 22696053 |  | N | N
Polo | FAIST Anlagenbau GmbH Krumbach | TPMC | Rejilla | Graitings | Rejilla XSP 240-34/38-3 1000x990 | grating XSP 240-34/38-3 1000x990 | 3551 | 23MBL304 | AIR INTAKE SYSTEM | 13 | PCE | Germany |  | 23MBL |  | 25 |  |  | 2321 | S-2321-0018-A-23-3551-00234961-N | 5800 | 4097.079 | 350.337 | 390 | 220 | 252 | Polo 23MBL Erection Material | 22696066 |  | N | N
Polo | FAIST Anlagenbau GmbH Krumbach | TPMC | Rejilla | Graitings | Rejilla XSP 240-34/38-3 700x990 | grating XSP 240-34/38-3 700x990 | 3551 | 23MBL304 | AIR INTAKE SYSTEM | 1 | PCE | Germany |  | 23MBL |  | 25 |  |  | 2321 | S-2321-0018-A-23-3551-00234961-N | 5800 | 4097.079 | 18.865 | 390 | 220 | 252 | Polo 23MBL Erection Material | 22696067 |  | N | N
Polo | FAIST Anlagenbau GmbH Krumbach | TPMC | Rejilla | Graitings | Rejilla XSP 240-34/38-3 700x990 | grating XSP 240-34/38-3 700x990 | 3551 | 23MBL304 | AIR INTAKE SYSTEM | 1 | PCE | Germany |  | 23MBL |  | 25 |  |  | 2321 | S-2321-0018-A-23-3551-00234961-N | 5800 | 4097.079 | 13.559 | 390 | 220 | 252 | Polo 23MBL Erection Material | 22696068 |  | N | N
Polo | FAIST Anlagenbau GmbH Krumbach | TPMC | Rejilla | Graitings | Rejilla XSP 240-34/38-3 1000x990 | grating XSP 240-34/38-3 1000x990 | 3551 | 23MBL304 | AIR INTAKE SYSTEM | 1 | PCE | Germany |  | 23MBL |  | 25 |  |  | 2321 | S-2321-0018-A-23-3551-00234961-N | 5800 | 4097.079 | 26.578 | 390 | 220 | 252 | Polo 23MBL Erection Material | 22696069 |  | N | N
Polo | FAIST Anlagenbau GmbH Krumbach | TPMC | Rejilla | Graitings | Rejilla XSP 240-34/38-3 790x990 | grating XSP 240-34/38-3 790x990 | 3551 | 23MBL304 | AIR INTAKE SYSTEM | 2 | PCE | Germany |  | 23MBL |  | 25 |  |  | 2321 | S-2321-0018-A-23-3551-00234961-N | 5800 | 4097.079 | 41.126 | 390 | 220 | 252 | Polo 23MBL Erection Material | 22696070 |  | N | N
Polo | FAIST Anlagenbau GmbH Krumbach | TPMC | Rejilla | Graitings | Rejilla XSP 240-34/38-3 1000x990 | grating XSP 240-34/38-3 1000x990 | 3551 | 23MBL304 | AIR INTAKE SYSTEM | 1 | PCE | Germany |  | 23MBL |  | 25 |  |  | 2321 | S-2321-0018-A-23-3551-00234961-N | 5800 | 4097.079 | 26.558 | 390 | 220 | 252 | Polo 23MBL Erection Material | 22696071 |  | N | N
Polo | FAIST Anlagenbau GmbH Krumbach | TPMC | Rejilla | Graitings | Rejilla XSP 240-34/38-3 910x990 | grating XSP 240-34/38-3 910x990 | 3551 | 23MBL304 | AIR INTAKE SYSTEM | 1 | PCE | Germany |  | 23MBL |  | 25 |  |  | 2321 | S-2321-0018-A-23-3551-00234961-N | 5800 | 4097.079 | 24.135 | 390 | 220 | 252 | Polo 23MBL Erection Material | 22696072 |  | N | N
Polo | FAIST Anlagenbau GmbH Krumbach | TPMC | Rejilla | Graitings | Rejilla XSP 240-34/38-3 1000x990 | grating XSP 240-34/38-3 1000x990 | 3551 | 23MBL304 | AIR INTAKE SYSTEM | 1 | PCE | Germany |  | 23MBL |  | 25 |  |  | 2321 | S-2321-0018-A-23-3551-00234961-N | 5800 | 4097.079 | 16.076 | 390 | 220 | 252 | Polo 23MBL Erection Material | 22696073 |  | N | N
Polo | FAIST Anlagenbau GmbH Krumbach | TPMC | Rejilla | Graitings | Rejilla XSP 240-34/38-3 700x990 | grating XSP 240-34/38-3 700x990 | 3551 | 23MBL304 | AIR INTAKE SYSTEM | 2 | PCE | Germany |  | 23MBL |  | 25 |  |  | 2321 | S-2321-0018-A-23-3551-00234961-N | 5800 | 4097.079 | 36.95 | 390 | 220 | 252 | Polo 23MBL Erection Material | 22696074 |  | N | N
Polo | FAIST Anlagenbau GmbH Krumbach | TPMC | Rejilla | Graitings | Rejilla XSP 240-34/38-3 790x990 | grating XSP 240-34/38-3 790x990 | 3551 | 23MBL304 | AIR INTAKE SYSTEM | 1 | PCE | Germany |  | 23MBL |  | 25 |  |  | 2321 | S-2321-0018-A-23-3551-00234961-N | 5800 | 4097.079 | 20.489 | 390 | 220 | 252 | Polo 23MBL Erection Material | 22696075 |  | N | N
Polo | FAIST Anlagenbau GmbH Krumbach | TPMC | Rejilla | Graitings | Rejilla XSP 240-34/38-3 940x990 | grating XSP 240-34/38-3 940x990 | 3551 | 23MBL304 | AIR INTAKE SYSTEM | 1 | PCE | Germany |  | 23MBL |  | 25 |  |  | 2321 | S-2321-0018-A-23-3551-00234961-N | 5800 | 4097.079 | 24.902 | 390 | 220 | 252 | Polo 23MBL Erection Material | 22696076 |  | N | N
Polo | FAIST Anlagenbau GmbH Krumbach | TPMC | Rejilla | Graitings | Rejilla XSP 240-34/38-3 940x990 | grating XSP 240-34/38-3 940x990 | 3551 | 23MBL304 | AIR INTAKE SYSTEM | 1 | PCE | Germany |  | 23MBL |  | 25 |  |  | 2321 | S-2321-0018-A-23-3551-00234961-N | 5800 | 4097.079 | 24.902 | 390 | 220 | 252 | Polo 23MBL Erection Material | 22696077 |  | N | N
Polo | FAIST Anlagenbau GmbH Krumbach | TPMC | Rejilla | Graitings | Rejilla XSP 240-34/38-3 1000x990 | grating XSP 240-34/38-3 1000x990 | 3551 | 23MBL304 | AIR INTAKE SYSTEM | 1 | PCE | Germany |  | 23MBL |  | 25 |  |  | 2321 | S-2321-0018-A-23-3551-00234961-N | 5800 | 4097.079 | 26.559 | 390 | 220 | 252 | Polo 23MBL Erection Material | 22696078 |  | N | N
Polo | FAIST Anlagenbau GmbH Krumbach | TPMC | Rejilla | Graitings | Rejilla XSP 240-34/38-3 1000x990 | grating XSP 240-34/38-3 1000x990 | 3551 | 23MBL304 | AIR INTAKE SYSTEM | 1 | PCE | Germany |  | 23MBL |  | 25 |  |  | 2321 | S-2321-0018-A-23-3551-00234961-N | 5800 | 4097.079 | 26.559 | 390 | 220 | 252 | Polo 23MBL Erection Material | 22696079 |  | N | N
Polo | FAIST Anlagenbau GmbH Krumbach | TPMC | Rejilla | Graitings | Rejilla XSP 240-34/38-3 730x990 | grating XSP 240-34/38-3 730x990 | 3551 | 23MBL304 | AIR INTAKE SYSTEM | 1 | PCE | Germany |  | 23MBL |  | 25 |  |  | 2321 | S-2321-0018-A-23-3551-00234961-N | 5800 | 4097.079 | 19.673 | 390 | 220 | 252 | Polo 23MBL Erection Material | 22696080 |  | N | N
Polo | FAIST Anlagenbau GmbH Krumbach | TPMC | Rejilla | Graitings | Sujeción de la rejilla B334 K tZn | grating fastener B334 K tZn | 3551 | 23MBL304 | AIR INTAKE SYSTEM | 116 | PCE | Germany |  | 23MBL |  | 25 |  |  | 2321 | S-2321-0018-A-23-3551-00234961-N | 5800 | 4097.079 | 17.4 | 390 | 220 | 252 | Polo 23MBL Erection Material | 22696081 |  | N | N
Polo | FAIST Anlagenbau GmbH Krumbach | TPMC | Rejilla | Graitings | Sujeción de la rejilla B334 K tZn (4 sujeciones para cada rejilla) | grating fastener B334 K tZn (4 clamps each grating ) | 3551 | 23MBL304 | AIR INTAKE SYSTEM | 24 | PCE | Germany |  | 23MBL |  | 25 |  |  | 2321 | S-2321-0018-A-23-3551-00234961-N | 5800 | 4097.079 | 3.6 | 390 | 220 | 252 | Polo 23MBL Erection Material | 22696082 |  | N | N
Polo | FAIST Anlagenbau GmbH Krumbach | TPMC | Rejilla | Graitings | Rejilla XSP 240-34/38-3 760x740 | Grating XSP 240-34/38-3 760x740 | 3551 | 23MBL304 | AIR INTAKE SYSTEM | 4 | PCE | Germany |  | 23MBL |  | 25 |  |  | 2321 | S-2321-0018-A-23-3551-00234961-N | 5800 | 4097.079 | 61.164 | 390 | 220 | 252 | Polo 23MBL Erection Material | 22696083 |  | N | N
Polo | FAIST Anlagenbau GmbH Krumbach | TPMC | Rejilla | Graitings | Rejilla XSP 240-34/38-3 760x740 | Grating XSP 240-34/38-3 760x740 | 3551 | 23MBL304 | AIR INTAKE SYSTEM | 1 | PCE | Germany |  | 23MBL |  | 25 |  |  | 2321 | S-2321-0018-A-23-3551-00234961-N | 5800 | 4097.079 | 14.739 | 390 | 220 | 252 | Polo 23MBL Erection Material | 22696084 |  | N | N
Polo | FAIST Anlagenbau GmbH Krumbach | TPMC | Rejilla | Graitings | Rejilla XSP 240-34/38-3 760x740 | Grating XSP 240-34/38-3 760x740 | 3551 | 23MBL304 | AIR INTAKE SYSTEM | 1 | PCE | Germany |  | 23MBL |  | 25 |  |  | 2321 | S-2321-0018-A-23-3551-00234961-N | 5800 | 4097.079 | 14.739 | 390 | 220 | 252 | Polo 23MBL Erection Material | 22696085 |  | N | N
Polo | FAIST Anlagenbau GmbH Krumbach | TPMC | Rejilla | Graitings | Rejilla XSP 240-34/38-3 510x940 | Grating XSP 240-34/38-3 510x940 | 3551 | 23MBL304 | AIR INTAKE SYSTEM | 1 | PCE | Germany |  | 23MBL |  | 25 |  |  | 2321 | S-2321-0018-A-23-3551-00234961-N | 5800 | 4097.079 | 12.958 | 390 | 220 | 252 | Polo 23MBL Erection Material | 22696086 |  | N | N
Polo | FAIST Anlagenbau GmbH Krumbach | TPMC | Rejilla | Graitings | Rejilla XSP 240-34/38-3 485x940 | Grating XSP 240-34/38-3 485x940 | 3551 | 23MBL304 | AIR INTAKE SYSTEM | 1 | PCE | Germany |  | 23MBL |  | 25 |  |  | 2321 | S-2321-0018-A-23-3551-00234961-N | 5800 | 4097.079 | 12.326 | 390 | 220 | 252 | Polo 23MBL Erection Material | 22696087 |  | N | N
Polo | FAIST Anlagenbau GmbH Krumbach | TPMC | Rejilla | Graitings | Rejilla XSP 240-34/38-3 510x790 | Grating XSP 240-34/38-3 510x790 | 3551 | 23MBL304 | AIR INTAKE SYSTEM | 1 | PCE | Germany |  | 23MBL |  | 25 |  |  | 2321 | S-2321-0018-A-23-3551-00234961-N | 5800 | 4097.079 | 10.752 | 390 | 220 | 252 | Polo 23MBL Erection Material | 22696088 |  | N | N
Polo | FAIST Anlagenbau GmbH Krumbach | TPMC | Rejilla | Graitings | Rejilla XSP 240-34/38-3 485x790 | Grating XSP 240-34/38-3 485x790 | 3551 | 23MBL304 | AIR INTAKE SYSTEM | 1 | PCE | Germany |  | 23MBL |  | 25 |  |  | 2321 | S-2321-0018-A-23-3551-00234961-N | 5800 | 4097.079 | 10.346 | 390 | 220 | 252 | Polo 23MBL Erection Material | 22696089 |  | N | N
Polo | FAIST Anlagenbau GmbH Krumbach | TPMC | Rejilla | Graitings | Rejilla XSP 240-34/38-3 485x830 | Grating XSP 240-34/38-3 485x830 | 3551 | 23MBL304 | AIR INTAKE SYSTEM | 2 | PCE | Germany |  | 23MBL |  | 25 |  |  | 2321 | S-2321-0018-A-23-3551-00234961-N | 5800 | 4097.079 | 21.92 | 390 | 220 | 252 | Polo 23MBL Erection Material | 22696090 |  | N | N
Polo | FAIST Anlagenbau GmbH Krumbach | TPMC | Rejilla | Graitings | Rejilla XSP 240-34/38-3 510x830 | Grating XSP 240-34/38-3 510x830 | 3551 | 23MBL304 | AIR INTAKE SYSTEM | 1 | PCE | Germany |  | 23MBL |  | 25 |  |  | 2321 | S-2321-0018-A-23-3551-00234961-N | 5800 | 4097.079 | 11.525 | 390 | 220 | 252 | Polo 23MBL Erection Material | 22696091 |  | N | N
Polo | FAIST Anlagenbau GmbH Krumbach | TPMC | Rejilla | Graitings | Rejilla XSP 240-34/38-3 485x940 | Grating XSP 240-34/38-3 485x940 | 3551 | 23MBL304 | AIR INTAKE SYSTEM | 1 | PCE | Germany |  | 23MBL |  | 25 |  |  | 2321 | S-2321-0018-A-23-3551-00234961-N | 5800 | 4097.079 | 12.326 | 390 | 220 | 252 | Polo 23MBL Erection Material | 22696092 |  | N | N
Polo | FAIST Anlagenbau GmbH Krumbach | TPMC | Rejilla | Graitings | Rejilla XSP 240-34/38-3 485x790 | Grating XSP 240-34/38-3 485x790 | 3551 | 23MBL304 | AIR INTAKE SYSTEM | 1 | PCE | Germany |  | 23MBL |  | 25 |  |  | 2321 | S-2321-0018-A-23-3551-00234961-N | 5800 | 4097.079 | 10.346 | 390 | 220 | 252 | Polo 23MBL Erection Material | 22696093 |  | N | N
Polo | FAIST Anlagenbau GmbH Krumbach | TPMC | Rejilla | Graitings | Sujeción de la rejilla B334 K tZn (4 sujeciones para cada rejilla) | grating fastener B334 K tZn (4 clamps each grating ) | 3551 | 23MBL304 | AIR INTAKE SYSTEM | 36 | PCE | Germany |  | 23MBL |  | 25 |  |  | 2321 | S-2321-0018-A-23-3551-00234961-N | 5800 | 4097.079 | 5.4 | 390 | 220 | 252 | Polo 23MBL Erection Material | 22696094 |  | N | N
Polo | FAIST Anlagenbau GmbH Krumbach | TPMC | Rejilla | Graitings | Sujeción de la rejilla B334 K tZn | grating fastener B334 K tZn | 3551 | 23MBL304 | AIR INTAKE SYSTEM | 624 | PCE | Germany |  | 23MBL |  | 25 |  |  | 2321 | S-2321-0018-A-23-3551-00234961-N | 5800 | 4097.079 | 93.6 | 390 | 220 | 252 | Polo 23MBL Erection Material | 22696095 |  | N | N
Polo | FAIST Anlagenbau GmbH Krumbach | TPMC | Rejilla | Graitings | Sujeción de la rejilla B233 K tZn | grating fastener B233 K tZn | 3551 | 23MBL304 | AIR INTAKE SYSTEM | 192 | PCE | Germany |  | 23MBL |  | 25 |  |  | 2321 | S-2321-0018-A-23-3551-00234961-N | 5800 | 4097.079 | 9.6 | 390 | 220 | 252 | Polo 23MBL Erection Material | 22696096 |  | N | N
Polo | FAIST Anlagenbau GmbH Krumbach | TPMC | Rejilla | Graitings | Rejilla XSP 330-34/38-3 1000x1150 | grating XSP 330-34/38-3 1000x1150 | 3551 | 23MBL304 | AIR INTAKE SYSTEM | 20 | PCE | Germany |  | 23MBL |  | 25 |  |  | 2321 | S-2321-0018-A-23-3551-00234961-N | 5800 | 4097.079 | 654.96 | 390 | 220 | 252 | Polo 23MBL Erection Material | 22696097 |  | N | N
Polo | FAIST Anlagenbau GmbH Krumbach | TPMC | Rejilla | Graitings | Rejilla XSP 330-34/38-3 863x860 | grating XSP 330-34/38-3 863x860 | 3551 | 23MBL304 | AIR INTAKE SYSTEM | 6 | PCE | Germany |  | 23MBL |  | 25 |  |  | 2321 | S-2321-0018-A-23-3551-00234961-N | 5800 | 4097.079 | 126.75 | 390 | 220 | 252 | Polo 23MBL Erection Material | 22696098 |  | N | N
Polo | FAIST Anlagenbau GmbH Krumbach | TPMC | Rejilla | Graitings | Rejilla XSP 330-34/38-3 623x1150 | grating XSP 330-34/38-3 623x1150 | 3551 | 23MBL304 | AIR INTAKE SYSTEM | 2 | PCE | Germany |  | 23MBL |  | 25 |  |  | 2321 | S-2321-0018-A-23-3551-00234961-N | 5800 | 4097.079 | 40.784 | 390 | 220 | 252 | Polo 23MBL Erection Material | 22696099 |  | N | N
Polo | FAIST Anlagenbau GmbH Krumbach | TPMC | Rejilla | Graitings | Rejilla XSP 330-34/38-3 588x1150 | grating XSP 330-34/38-3 588x1150 | 3551 | 23MBL304 | AIR INTAKE SYSTEM | 2 | PCE | Germany |  | 23MBL |  | 25 |  |  | 2321 | S-2321-0018-A-23-3551-00234961-N | 5800 | 4097.079 | 38.488 | 390 | 220 | 252 | Polo 23MBL Erection Material | 22696100 |  | N | N
Polo | FAIST Anlagenbau GmbH Krumbach | TPMC | Rejilla | Graitings | Rejilla XSP 330-34/38-3 1000x700 | grating XSP 330-34/38-3 1000x700 | 3551 | 23MBL304 | AIR INTAKE SYSTEM | 16 | PCE | Germany |  | 23MBL |  | 25 |  |  | 2321 | S-2321-0018-A-23-3551-00234961-N | 5800 | 4097.079 | 318.768 | 390 | 220 | 252 | Polo 23MBL Erection Material | 22696101 |  | N | N
Polo | FAIST Anlagenbau GmbH Krumbach | TPMC | Rejilla | Graitings | Rejilla XSP 330-34/38-3 520x700 | grating XSP 330-34/38-3 520x700 | 3551 | 23MBL304 | AIR INTAKE SYSTEM | 3 | PCE | Germany |  | 23MBL |  | 25 |  |  | 2321 | S-2321-0018-A-23-3551-00234961-N | 5800 | 4097.079 | 31.041 | 390 | 220 | 252 | Polo 23MBL Erection Material | 22696102 |  | N | N
Polo | FAIST Anlagenbau GmbH Krumbach | TPMC | Rejilla | Graitings | Rejilla XSP 330-34/38-3 485x700 | grating XSP 330-34/38-3 485x700 | 3551 | 23MBL304 | AIR INTAKE SYSTEM | 3 | PCE | Germany |  | 23MBL |  | 25 |  |  | 2321 | S-2321-0018-A-23-3551-00234961-N | 5800 | 4097.079 | 28.947 | 390 | 220 | 252 | Polo 23MBL Erection Material | 22696103 |  | N | N
Polo | FAIST Anlagenbau GmbH Krumbach | TPMC | Rejilla | Graitings | Rejilla XSP 330-34/38-3 794x700 | grating XSP 330-34/38-3 794x700 | 3551 | 23MBL304 | AIR INTAKE SYSTEM | 2 | PCE | Germany |  | 23MBL |  | 25 |  |  | 2321 | S-2321-0018-A-23-3551-00234961-N | 5800 | 4097.079 | 31.626 | 390 | 220 | 252 | Polo 23MBL Erection Material | 22696104 |  | N | N
Polo | FAIST Anlagenbau GmbH Krumbach | TPMC | Rejilla | Graitings | Rejilla XSP 330-34/38-3 1000x860 | grating XSP 330-34/38-3 1000x860 | 3551 | 23MBL304 | AIR INTAKE SYSTEM | 6 | PCE | Germany |  | 23MBL |  | 25 |  |  | 2321 | S-2321-0018-A-23-3551-00234961-N | 5800 | 4097.079 | 146.898 | 390 | 220 | 252 | Polo 23MBL Erection Material | 22696105 |  | N | N
Polo | FAIST Anlagenbau GmbH Krumbach | TPMC | Rejilla | Graitings | Rejilla XSP 330-34/38-3 1000x480 | grating XSP 330-34/38-3 1000x480 | 3551 | 23MBL304 | AIR INTAKE SYSTEM | 6 | PCE | Germany |  | 23MBL |  | 25 |  |  | 2321 | S-2321-0018-A-23-3551-00234961-N | 5800 | 4097.079 | 81.954 | 390 | 220 | 252 | Polo 23MBL Erection Material | 22696106 |  | N | N
Polo | FAIST Anlagenbau GmbH Krumbach | TPMC | Rejilla | Graitings | Rejilla XSP 330-34/38-3 863x900 | grating XSP 330-34/38-3 863x900 | 3551 | 23MBL304 | AIR INTAKE SYSTEM | 54 | PCE | Germany |  | 23MBL |  | 25 |  |  | 2321 | S-2321-0018-A-23-3551-00234961-N | 5800 | 4097.079 | 1193.886 | 390 | 220 | 252 | Polo 23MBL Erection Material | 22696107 |  | N | N
Polo | FAIST Anlagenbau GmbH Krumbach | TPMC | Rejilla | Graitings | Rejilla XSP 330-34/38-3 863x480 | grating XSP 330-34/38-3 863x480 | 3551 | 23MBL304 | AIR INTAKE SYSTEM | 6 | PCE | Germany |  | 23MBL |  | 25 |  |  | 2321 | S-2321-0018-A-23-3551-00234961-N | 5800 | 4097.079 | 70.704 | 390 | 220 | 252 | Polo 23MBL Erection Material | 22696108 |  | N | N
Polo | FAIST Anlagenbau GmbH Krumbach | TPMC | Rejilla | Graitings | Rejilla XSP 330-34/38-3 863x900 | grating XSP 330-34/38-3 863x900 | 3551 | 23MBL304 | AIR INTAKE SYSTEM | 6 | PCE | Germany |  | 23MBL |  | 25 |  |  | 2321 | S-2321-0018-A-23-3551-00234961-N | 5800 | 4097.079 | 111.156 | 390 | 220 | 252 | Polo 23MBL Erection Material | 22696109 |  | N | N
Polo | FAIST Anlagenbau GmbH Krumbach | TPMC | Rejilla | Graitings | Rejilla XSP 330-34/38-3 1000x900 | grating XSP 330-34/38-3 1000x900 | 3551 | 23MBL304 | AIR INTAKE SYSTEM | 2 | PCE | Germany |  | 23MBL |  | 25 |  |  | 2321 | S-2321-0018-A-23-3551-00234961-N | 5800 | 4097.079 | 50.79 | 390 | 220 | 252 | Polo 23MBL Erection Material | 22696110 |  | N | N
Polo | FAIST Anlagenbau GmbH Krumbach | TPMC | Rejilla | Graitings | Rejilla XSP 330-34/38-3 1000x900 | grating XSP 330-34/38-3 1000x900 | 3551 | 23MBL304 | AIR INTAKE SYSTEM | 2 | PCE | Germany |  | 23MBL |  | 25 |  |  | 2321 | S-2321-0018-A-23-3551-00234961-N | 5800 | 4097.079 | 50.79 | 390 | 220 | 252 | Polo 23MBL Erection Material | 22696111 |  | N | N
Polo | FAIST Anlagenbau GmbH Krumbach | TPMC | Rejilla | Graitings | Rejilla XSP 330-34/38-3 863x900 | grating XSP 330-34/38-3 863x900 | 3551 | 23MBL304 | AIR INTAKE SYSTEM | 6 | PCE | Germany |  | 23MBL |  | 25 |  |  | 2321 | S-2321-0018-A-23-3551-00234961-N | 5800 | 4097.079 | 99.528 | 390 | 220 | 252 | Polo 23MBL Erection Material | 22696112 |  | N | N
Polo | FAIST Anlagenbau GmbH Krumbach | TPMC | Grúa montada en la pared, plataforma móvil, cesta de elevación | Wall Mounted Crane, Mobile Platform, lifting basket | Cesta de elevación 3570x960x946 | Lifting basket 3570x960x946 | 3551 | 23MBL304 | AIR INTAKE SYSTEM | 1 | PCE | Germany |  | 23MBL |  | 26 |  |  | 2321 | S-2321-0019-A-23-3551-00234961-N | 1300 | 386 | 85 | 400 | 230 | 250 | Polo 23MBL Erection Material | 22696113 |  | N | N
Polo | FAIST Anlagenbau GmbH Krumbach | TPMC | Grúa montada en la pared, plataforma móvil, cesta de elevación | Wall Mounted Crane, Mobile Platform, lifting basket | Grúa montada en la pared Schmiedl Tipo B 250kg, pluma 3m | Wall Mounted Crane Schmiedl Typ B 250kg, Jib 3m | 3551 | 23MBL304 | AIR INTAKE SYSTEM | 1 | PCE | Germany |  | 23MBL |  | 26 |  |  | 2321 | S-2321-0019-A-23-3551-00234961-N | 1300 | 386 | 141 | 400 | 230 | 250 | Polo 23MBL Erection Material | 22696114 |  | N | N
Polo | FAIST Anlagenbau GmbH Krumbach | TPMC | Grúa montada en la pared, plataforma móvil, cesta de elevación | Wall Mounted Crane, Mobile Platform, lifting basket | Plataforma móvil | mobile platform | 3551 | 23MBL304 | AIR INTAKE SYSTEM | 4 | PCE | Germany |  | 23MBL |  | 26 |  |  | 2321 | S-2321-0019-A-23-3551-00234961-N | 1300 | 386 | 160 | 400 | 230 | 250 | Polo 23MBL Erection Material | 22696115 |  | N | N
Polo | FAIST Anlagenbau GmbH Krumbach | TPMC | Válvula | Valve | Válvula 2 pos. 71-13-06 | Valve 2 pos. 71-13-06 | 3551 | 23MBL304 | AIR INTAKE SYSTEM | 1 | PCE | Germany |  | 23MBL |  | 27 |  |  | 2321 | S-2321-0020-A-23-3551-00234961-N | 476 | 361 | 361 | 189 | 78 | 96 | Polo 23MBL Erection Material | 22696116 |  | N | N
Polo | FAIST Anlagenbau GmbH Krumbach | TPMC | Silenciador del deflector, taco de elevación | Silencer Baffle, lifting lug | Silenciador del deflector | Silencer Baffle | 3551 | 23MBL304 | AIR INTAKE SYSTEM | 10 | PCE | Germany |  | 23MBL |  | 28 |  |  | 2321 | S-2321-0021-A-23-3551-00234961-N | 3400 | 1657.41 | 1656.31 | 625 | 235 | 232 | Polo 23MBL Erection Material | 22696117 |  | N | N
Polo | FAIST Anlagenbau GmbH Krumbach | TPMC | Silenciador del deflector, taco de elevación | Silencer Baffle, lifting lug | Taco de elevación; tipo VLBG 1,5t M16; 8600383 Grado rosca.50mm | lifting lug; Typ VLBG 1,5t M16; 8600383 Gewindelg.50mm | 3551 | 23MBL304 | AIR INTAKE SYSTEM | 2 | PCE | Germany |  | 23MBL |  | 28 |  |  | 2321 | S-2321-0021-A-23-3551-00234961-N | 3400 | 1657.41 | 1.1 | 625 | 235 | 232 | Polo 23MBL Erection Material | 22696118 |  | N | N
Polo | FAIST Anlagenbau GmbH Krumbach | TPMC | Silenciador del deflector | Silencer Baffle | Silenciador del deflector | Silencer Baffle | 3551 | 23MBL304 | AIR INTAKE SYSTEM | 10 | PCE | Germany |  | 23MBL |  | 29 |  |  | 2321 | S-2321-0022-A-23-3551-00234961-N | 3400 | 1656.31 | 1656.31 | 625 | 235 | 232 | Polo 23MBL Erection Material | 22696119 |  | N | N
Polo | FAIST Anlagenbau GmbH Krumbach | TPMC | Elementos de filtrado | Filter Elements | Filtro de bolsillo DS-G4-1/1-6&300 | Pocket Filter DS-G4-1/1-6&300 | 3551 | 23MBL304 | AIR INTAKE SYSTEM | 216 | PCE | Germany |  | 23MBL |  | 3 |  |  | 2321 | S-2321-0023-A-23-3551-00234961-N | 1730 | 449 | 449 | 500 | 250 | 245 | Polo 23MBL Erection Material | 22696120 |  | N | N
Polo | FAIST Anlagenbau GmbH Krumbach | TPMC | Silenciador del deflector | Silencer Baffle | Silenciador del deflector | Silencer Baffle | 3551 | 23MBL304 | AIR INTAKE SYSTEM | 10 | PCE | Germany |  | 23MBL |  | 30 |  |  | 2321 | S-2321-0024-A-23-3551-00234961-N | 3400 | 1656.31 | 1656.31 | 625 | 235 | 232 | Polo 23MBL Erection Material | 22696121 |  | N | N
Polo | FAIST Anlagenbau GmbH Krumbach | TPMC | Material eléctrico | Electric Material | Malla de bandeja de cables galv. en caliente sin cubierta, 50 x 35 mm | hot-dip galv. mesh - wire cable tray without cover, 50 x 35 mm | 3551 | 23MBL304 | AIR INTAKE SYSTEM | 120 | MTR | Germany |  | 23MBL |  | 31 |  |  | 2321 | S-2321-0025-A-23-3551-00234961-N | 756 | 558.5 | 94 | 337 | 100 | 87 | Polo 23MBL Erection Material | 22696122 |  | N | N
Polo | FAIST Anlagenbau GmbH Krumbach | TPMC | Material eléctrico | Electric Material | Bandeja de cables galv. en caliente, 100 x 50 mm | hot-dip galv. cable tray with cover, 100 x 50 mm | 3551 | 23MBL304 | AIR INTAKE SYSTEM | 12 | MTR | Germany |  | 23MBL |  | 31 |  |  | 2321 | S-2321-0025-A-23-3551-00234961-N | 756 | 558.5 | 12 | 337 | 100 | 87 | Polo 23MBL Erection Material | 22696123 |  | N | N
Polo | FAIST Anlagenbau GmbH Krumbach | TPMC | Material eléctrico | Electric Material | Bandeja de cables galv. en caliente, 200 x 60 mm | hot-dip galv. cable tray with cover, 200 x 60 mm | 3551 | 23MBL304 | AIR INTAKE SYSTEM | 18 | MTR | Germany |  | 23MBL |  | 31 |  |  | 2321 | S-2321-0025-A-23-3551-00234961-N | 756 | 558.5 | 90 | 337 | 100 | 87 | Polo 23MBL Erection Material | 22696124 |  | N | N
Polo | FAIST Anlagenbau GmbH Krumbach | TPMC | Material eléctrico | Electric Material | Tira de barrera galv. en caliente de 55 mm para bandeja de cables 200 x 60 mm | hot-dip galv. barrier strip, 55 mm for cable tray 200 x 60 mm | 3551 | 23MBL304 | AIR INTAKE SYSTEM | 9 | MTR | Germany |  | 23MBL |  | 31 |  |  | 2321 | S-2321-0025-A-23-3551-00234961-N | 756 | 558.5 | 4 | 337 | 100 | 87 | Polo 23MBL Erection Material | 22696125 |  | N | N
Polo | FAIST Anlagenbau GmbH Krumbach | TPMC | Material eléctrico | Electric Material | Tubo galv. en caliente M32 | hot-dip galv. pipe M32 | 3551 | 23MBL304 | AIR INTAKE SYSTEM | 84 | MTR | Germany |  | 23MBL |  | 31 |  |  | 2321 | S-2321-0025-A-23-3551-00234961-N | 756 | 558.5 | 106 | 337 | 100 | 87 | Polo 23MBL Erection Material | 22696126 |  | N | N
Polo | FAIST Anlagenbau GmbH Krumbach | TPMC | Material eléctrico | Electric Material | Tubo galv. en caliente M50 | hot-dip galv. pipe M50 | 3551 | 23MBL304 | AIR INTAKE SYSTEM | 120 | MTR | Germany |  | 23MBL |  | 31 |  |  | 2321 | S-2321-0025-A-23-3551-00234961-N | 756 | 558.5 | 240 | 337 | 100 | 87 | Polo 23MBL Erection Material | 22696127 |  | N | N
Polo | FAIST Anlagenbau GmbH Krumbach | TPMC | Material eléctrico | Electric Material | Tubo SS 12 x 1 mm (V4A) | SS-pipe 12 x 1 mm (V4A) | 3551 | 23MBL304 | AIR INTAKE SYSTEM | 36 | MTR | Germany |  | 23MBL |  | 31 |  |  | 2321 | S-2321-0025-A-23-3551-00234961-N | 756 | 558.5 | 12 | 337 | 100 | 87 | Polo 23MBL Erection Material | 22696128 |  | N | N
Polo | FAIST Anlagenbau GmbH Krumbach | TPMC | Material eléctrico | Electric Material | Raíl de montaje, TH35-7,5 | mounting rail, TH35-7,5 | 3551 | 23MBL304 | AIR INTAKE SYSTEM | 2 | MTR | Germany |  | 23MBL |  | 31 |  |  | 2321 | S-2321-0025-A-23-3551-00234961-N | 756 | 558.5 | 0.5 | 337 | 100 | 87 | Polo 23MBL Erection Material | 22696129 |  | N | N
Polo | FAIST Anlagenbau GmbH Krumbach | TPMC | Material eléctrico | Electric Material | Luz fluorescente resistente al agua 1 x 58W con cubierta (AUS) sin sistema de cableado a través | waterproofed fluorescent light 1 x 58W with cover (AUS) without through wiring system | 3551 | 23MBL304 | AIR INTAKE SYSTEM | 4 | PCE | Germany |  | 23MBL |  | 32 |  |  | 2321 | S-2321-0026-A-23-3551-00234961-N | 240 | 122 | 14 | 187 | 100 | 98 | Polo 23MBL Erection Material | 22696130 |  | N | N
Polo | FAIST Anlagenbau GmbH Krumbach | TPMC | Material eléctrico | Electric Material | Luz fluorescente resistente al agua 2 x 58W con cubierta (AUS) sin sistema de cableado a través | waterproofed fluorescent light 2 x 58W with cover without through wiring system | 3551 | 23MBL304 | AIR INTAKE SYSTEM | 16 | PCE | Germany |  | 23MBL |  | 32 |  |  | 2321 | S-2321-0026-A-23-3551-00234961-N | 240 | 122 | 96 | 187 | 100 | 98 | Polo 23MBL Erection Material | 22696131 |  | N | N
Polo | FAIST Anlagenbau GmbH Krumbach | TPMC | Material eléctrico | Electric Material | Luz fluorescente 58W | fluorescent light 58W | 3551 | 23MBL304 | AIR INTAKE SYSTEM | 38 | PCE | Germany |  | 23MBL |  | 32 |  |  | 2321 | S-2321-0026-A-23-3551-00234961-N | 240 | 122 | 12 | 187 | 100 | 98 | Polo 23MBL Erection Material | 22696132 |  | N | N
Polo | FAIST Anlagenbau GmbH Krumbach | TPMC | Material eléctrico | Electric Material | Cable eléctrico, N2XH - J, 12G1,5 qmm | power cable, N2XH - J, 12G1,5 qmm | 3551 | 23MBL304 | AIR INTAKE SYSTEM | 15 | MTR | Germany |  | 23MBL |  | 33 |  |  | 2321 | S-2321-0027-A-23-3551-00234961-N | 509 | 356.5 | 7 | 187 | 100 | 153 | Polo 23MBL Erection Material | 22696133 |  | N | N
Polo | FAIST Anlagenbau GmbH Krumbach | TPMC | Material eléctrico | Electric Material | Cable eléctrico, N2XH - J, 3G2,5 qmm | power cable, N2XH - J, 3G2,5 qmm | 3551 | 23MBL304 | AIR INTAKE SYSTEM | 450 | MTR | Germany |  | 23MBL |  | 33 |  |  | 2321 | S-2321-0027-A-23-3551-00234961-N | 509 | 356.5 | 110 | 187 | 100 | 153 | Polo 23MBL Erection Material | 22696134 |  | N | N
Polo | FAIST Anlagenbau GmbH Krumbach | TPMC | Material eléctrico | Electric Material | Cable eléctrico, N2XH - J, 5G2,5 qmm | power cable, N2XH - J, 5G2,5 qmm | 3551 | 23MBL304 | AIR INTAKE SYSTEM | 15 | MTR | Germany |  | 23MBL |  | 33 |  |  | 2321 | S-2321-0027-A-23-3551-00234961-N | 509 | 356.5 | 4.5 | 187 | 100 | 153 | Polo 23MBL Erection Material | 22696135 |  | N | N
Polo | FAIST Anlagenbau GmbH Krumbach | TPMC | Material eléctrico | Electric Material | Cable eléctrico, N2XH - J, 19G2,5 qmm | power cable, N2XH - J, 19G2,5 qmm | 3551 | 23MBL304 | AIR INTAKE SYSTEM | 75 | MTR | Germany |  | 23MBL |  | 33 |  |  | 2321 | S-2321-0027-A-23-3551-00234961-N | 509 | 356.5 | 63 | 187 | 100 | 153 | Polo 23MBL Erection Material | 22696136 |  | N | N
Polo | FAIST Anlagenbau GmbH Krumbach | TPMC | Material eléctrico | Electric Material | Cable eléctrico, N2XH - J, 4G4 qmm | power cable, N2XH - J, 4G4 qmm | 3551 | 23MBL304 | AIR INTAKE SYSTEM | 100 | MTR | Germany |  | 23MBL |  | 33 |  |  | 2321 | S-2321-0027-A-23-3551-00234961-N | 509 | 356.5 | 36 | 187 | 100 | 153 | Polo 23MBL Erection Material | 22696137 |  | N | N
Polo | FAIST Anlagenbau GmbH Krumbach | TPMC | Material eléctrico | Electric Material | Cable de control - AJ-Y(St)YDY - 2x2x0,8/16 BD-Z qmm | control cable - AJ-Y(St)YDY - 2x2x0,8/16 BD-Z qmm | 3551 | 23MBL304 | AIR INTAKE SYSTEM | 230 | MTR | Germany |  | 23MBL |  | 33 |  |  | 2321 | S-2321-0027-A-23-3551-00234961-N | 509 | 356.5 | 79 | 187 | 100 | 153 | Polo 23MBL Erection Material | 22696138 |  | N | N
Polo | FAIST Anlagenbau GmbH Krumbach | TPMC | Material eléctrico | Electric Material | Cable de control - AJ-Y(St)YDY - 4x2x0,8/16 BD-Z qmm | control cable - AJ-Y(St)YDY - 4x2x0,8/16 BD-Z qmm | 3551 | 23MBL304 | AIR INTAKE SYSTEM | 80 | MTR | Germany |  | 23MBL |  | 33 |  |  | 2321 | S-2321-0027-A-23-3551-00234961-N | 509 | 356.5 | 30 | 187 | 100 | 153 | Polo 23MBL Erection Material | 22696139 |  | N | N
Polo | FAIST Anlagenbau GmbH Krumbach | TPMC | Material eléctrico | Electric Material | Cable, FB-2Y(ST+CE)Y-FL LD, 1 x 2 x AWG16 | bus cable, FB-2Y(ST+CE)Y-FL LD, 1 x 2 x AWG16 | 3551 | 23MBL304 | AIR INTAKE SYSTEM | 180 | MTR | Germany |  | 23MBL |  | 33 |  |  | 2321 | S-2321-0027-A-23-3551-00234961-N | 509 | 356.5 | 12 | 187 | 100 | 153 | Polo 23MBL Erection Material | 22696140 |  | N | N
Polo | FAIST Anlagenbau GmbH Krumbach | TPMC | Material eléctrico | Electric Material | Cable de hilo de cobre 95 qmm | stranded copper cable 95 qmm | 3551 | 23MBL304 | AIR INTAKE SYSTEM | 15 | MTR | Germany |  | 23MBL |  | 33 |  |  | 2321 | S-2321-0027-A-23-3551-00234961-N | 509 | 356.5 | 15 | 187 | 100 | 153 | Polo 23MBL Erection Material | 22696141 |  | N | N
Polo | FAIST Anlagenbau GmbH Krumbach | TPMC | Material eléctrico | Electric Material | Material de apriete para armario de control, 22MBL10 GH001 en rejillas | fastening material for control cabinet, 22MBL10 GH001 on gratings | 3551 | 23MBL304 | AIR INTAKE SYSTEM | 1 | SET | Germany |  | 23MBL |  | 34 |  |  | 2321 | S-2321-0028-A-23-3551-00234961-N | 278 | 134.6 | 1 | 140 | 100 | 122 | Polo 23MBL Erection Material | 22696145 |  | N | N
Polo | FAIST Anlagenbau GmbH Krumbach | TPMC | Material eléctrico | Electric Material | Ángulo SS para el transmisor SS skid, 22MBL10 GA001 | SS - angel for transmitter skid, 22MBL10 GA001 | 3551 | 23MBL304 | AIR INTAKE SYSTEM | 2 | PCE | Germany |  | 23MBL |  | 34 |  |  | 2321 | S-2321-0028-A-23-3551-00234961-N | 278 | 134.6 | 4 | 140 | 100 | 122 | Polo 23MBL Erection Material | 22696152 |  | N | N
Polo | FAIST Anlagenbau GmbH Krumbach | TPMC | Material eléctrico | Electric Material | Sujeciones para cubiertas para el transmisor skid 22MBL10 GA001 | cover clamps for transmitter skid 22MBL10 GA001 | 3551 | 23MBL304 | AIR INTAKE SYSTEM | 15 | PCE | Germany |  | 23MBL |  | 34 |  |  | 2321 | S-2321-0028-A-23-3551-00234961-N | 278 | 134.6 | 0.5 | 140 | 100 | 122 | Polo 23MBL Erection Material | 22696153 |  | N | N
Polo | FAIST Anlagenbau GmbH Krumbach | TPMC | Material eléctrico | Electric Material | LLave de ciere para el transmisor dp y colector del interruptor p | shut key for dp-transmitter and p-switch manifold | 3551 | 23MBL304 | AIR INTAKE SYSTEM | 7 | PCE | Germany |  | 23MBL |  | 34 |  |  | 2321 | S-2321-0028-A-23-3551-00234961-N | 278 | 134.6 | 0.5 | 140 | 100 | 122 | Polo 23MBL Erection Material | 22696154 |  | N | N
Polo | FAIST Anlagenbau GmbH Krumbach | TPMC | Material eléctrico | Electric Material | caja de conexiones, 22MBL10 GF001 --> GF004, incl. tornillo SS (V4A) M8 x 30 mm, arandela (diámetro grande), arandela del muelle y tuerca | junction box, 22MBL10 GF001 --> GF004, incl. SS - screw (V4A) M8 x 30 mm, washer (large diameter), spring washer and nut | 3551 | 23MBL304 | AIR INTAKE SYSTEM | 4 | PCE | Germany |  | 23MBL |  | 34 |  |  | 2321 | S-2321-0028-A-23-3551-00234961-N | 278 | 134.6 | 20 | 140 | 100 | 122 | Polo 23MBL Erection Material | 22696155 |  | N | N
Polo | FAIST Anlagenbau GmbH Krumbach | TPMC | Material eléctrico | Electric Material | Caja de conexiones, 22MBL10 GF005 --> GF006 con cable 5m JE-LiHCH - 2x2x0,5 Bd Si GR qmm para P - sensor 22MBL10 CP001 / CP011 | junction box, 22MBL10 GF005 --> GF006 with 5m cable JE-LiHCH - 2x2x0,5 Bd Si GR qmm for P - sensor 22MBL10 CP001 / CP011 | 3551 | 23MBL304 | AIR INTAKE SYSTEM | 2 | PCE | Germany |  | 23MBL |  | 34 |  |  | 2321 | S-2321-0028-A-23-3551-00234961-N | 278 | 134.6 | 2 | 140 | 100 | 122 | Polo 23MBL Erection Material | 22696156 |  | N | N
Polo | FAIST Anlagenbau GmbH Krumbach | TPMC | Material eléctrico | Electric Material | Sensor de presión incl. reductos 1/2" --> 1/4", 22MBL10 CP011 | pressure sensor incl. reducer 1/2" --> 1/4", 22MBL10 CP011 | 3551 | 23MBL304 | AIR INTAKE SYSTEM | 1 | PCE | Germany |  | 23MBL |  | 34 |  |  | 2321 | S-2321-0028-A-23-3551-00234961-N | 278 | 134.6 | 1 | 140 | 100 | 122 | Polo 23MBL Erection Material | 22696157 |  | N | N
Polo | FAIST Anlagenbau GmbH Krumbach | TPMC | Material eléctrico | Electric Material | Interruptor de luz resistente al agua (sello maste) con sujeta cables M20, 22MBL10 QS001 --> QS008 | waterproofed light switch (Masterseal) with cable gland M20, 22MBL10 QS001 --> QS008 | 3551 | 23MBL304 | AIR INTAKE SYSTEM | 8 | PCE | Germany |  | 23MBL |  | 34 |  |  | 2321 | S-2321-0028-A-23-3551-00234961-N | 278 | 134.6 | 2 | 140 | 100 | 122 | Polo 23MBL Erection Material | 22696158 |  | N | N
Polo | FAIST Anlagenbau GmbH Krumbach | TPMC | Material eléctrico | Electric Material | 230V AC - Receptáculo a prueba de agua 13A (Mennekes) con sujeta cables M20, 22MBL10 QX001 --> QX008 | 230V AC - waterproofed receptacle 13A (Mennekes) with cable gland M20, 22MBL10 QX001 --> QX008 | 3551 | 23MBL304 | AIR INTAKE SYSTEM | 8 | PCE | Germany |  | 23MBL |  | 34 |  |  | 2321 | S-2321-0028-A-23-3551-00234961-N | 278 | 134.6 | 2 | 140 | 100 | 122 | Polo 23MBL Erection Material | 22696159 |  | N | N
Polo | FAIST Anlagenbau GmbH Krumbach | TPMC | Material eléctrico | Electric Material | 400V AC - Receptáculo CEE de 5 polo resistente al agua 16A con enchufe y sujeta cables M25, 22MBL10 QX009 | 400V AC - waterproof 5-poles CEE-receptacle 16A with plug and cable gland M25, 22MBL10 QX009 | 3551 | 23MBL304 | AIR INTAKE SYSTEM | 1 | PCE | Germany |  | 23MBL |  | 34 |  |  | 2321 | S-2321-0028-A-23-3551-00234961-N | 278 | 134.6 | 1 | 140 | 100 | 122 | Polo 23MBL Erection Material | 22696160 |  | N | N
Polo | FAIST Anlagenbau GmbH Krumbach | TPMC | Material eléctrico | Electric Material | Sistema de cableado de a través para luz resistente al agua 2 x 58W | through wiring system for waterproofed fluorescent light 2 x 58W | 3551 | 23MBL304 | AIR INTAKE SYSTEM | 12 | PCE | Germany |  | 23MBL |  | 34 |  |  | 2321 | S-2321-0028-A-23-3551-00234961-N | 278 | 134.6 | 3 | 140 | 100 | 122 | Polo 23MBL Erection Material | 22696161 |  | N | N
Polo | FAIST Anlagenbau GmbH Krumbach | TPMC | Material eléctrico | Electric Material | Sujetacables de plástico M20 con tuerca de bloqueo fluorescente resistente al agua | plastic cable gland M20 with locknut for waterproofed fluorescent light | 3551 | 23MBL304 | AIR INTAKE SYSTEM | 32 | PCE | Germany |  | 23MBL |  | 34 |  |  | 2321 | S-2321-0028-A-23-3551-00234961-N | 278 | 134.6 | 1.5 | 140 | 100 | 122 | Polo 23MBL Erection Material | 22696162 |  | N | N
Polo | FAIST Anlagenbau GmbH Krumbach | TPMC | Material eléctrico | Electric Material | Ángulo SS con tornillo SS (V4A) M6 x 16 mm | SS - angel with SS - screw (V4A) M6 x 16 mm | 3551 | 23MBL304 | AIR INTAKE SYSTEM | 8 | PCE | Germany |  | 23MBL |  | 34 |  |  | 2321 | S-2321-0028-A-23-3551-00234961-N | 278 | 134.6 | 1.5 | 140 | 100 | 122 | Polo 23MBL Erection Material | 22696163 |  | N | N
Polo | FAIST Anlagenbau GmbH Krumbach | TPMC | Material eléctrico | Electric Material | Sensor de humedad HMD 60U con sujetacables M20 y soporte de pared, 22MBL11 CM504 | HMD 60U humidity sensor with cable gland M20 and wall bracket, 22MBL11 CM504 | 3551 | 23MBL304 | AIR INTAKE SYSTEM | 1 | PCE | Germany |  | 23MBL |  | 34 |  |  | 2321 | S-2321-0028-A-23-3551-00234961-N | 278 | 134.6 | 2 | 140 | 100 | 122 | Polo 23MBL Erection Material | 22696164 |  | N | N
Polo | FAIST Anlagenbau GmbH Krumbach | TPMC | Material eléctrico | Electric Material | Transmisor HMT 330 con sujetacables M20, 22MBL11 CT005/CT001/CT010 | HMT 330 transmitter with cable gland M20, 22MBL11 CT005/CT001/CT010 | 3551 | 23MBL304 | AIR INTAKE SYSTEM | 1 | PCE | Germany |  | 23MBL |  | 34 |  |  | 2321 | S-2321-0028-A-23-3551-00234961-N | 278 | 134.6 | 3 | 140 | 100 | 122 | Polo 23MBL Erection Material | 22696165 |  | N | N
Polo | FAIST Anlagenbau GmbH Krumbach | TPMC | Material eléctrico | Electric Material | Equipo de estación meteorológica HMT 330 MIKpara transmisor HMT 330 | HMT 330 MIK meteorological installation kit for HMT 330 transmitter | 3551 | 23MBL304 | AIR INTAKE SYSTEM | 1 | PCE | Germany |  | 23MBL |  | 34 |  |  | 2321 | S-2321-0028-A-23-3551-00234961-N | 278 | 134.6 | 12 | 140 | 100 | 122 | Polo 23MBL Erection Material | 22696166 |  | N | N
Polo | FAIST Anlagenbau GmbH Krumbach | TPMC | Material eléctrico | Electric Material | Montaje de bandeja de cable incl. tornillo, M6 x 20 mm con arandela y tuerca | cable tray mounting incl. screw, M6 x 20 mm with washer and nut | 3551 | 23MBL304 | AIR INTAKE SYSTEM | 120 | PCE | Germany |  | 23MBL |  | 34 |  |  | 2321 | S-2321-0028-A-23-3551-00234961-N | 278 | 134.6 | 1.5 | 140 | 100 | 122 | Polo 23MBL Erection Material | 22696167 |  | N | N
Polo | FAIST Anlagenbau GmbH Krumbach | TPMC | Material eléctrico | Electric Material | Soporte de pared galv. en caliente 310 mm para sistema de impulsos de cable de datos | hot-dip galv. wall bracket 310 mm for data cable pulse system | 3551 | 23MBL304 | AIR INTAKE SYSTEM | 20 | PCE | Germany |  | 23MBL |  | 34 |  |  | 2321 | S-2321-0028-A-23-3551-00234961-N | 278 | 134.6 | 6 | 140 | 100 | 122 | Polo 23MBL Erection Material | 22696168 |  | N | N
Polo | FAIST Anlagenbau GmbH Krumbach | TPMC | Material eléctrico | Electric Material | Conector de unión galv. en caliente para bandeja de cables 100 x 50 mm | hot-dip galv. joint connector for cable tray, 100 x 50 mm | 3551 | 23MBL304 | AIR INTAKE SYSTEM | 8 | PCE | Germany |  | 23MBL |  | 34 |  |  | 2321 | S-2321-0028-A-23-3551-00234961-N | 278 | 134.6 | 0.5 | 140 | 100 | 122 | Polo 23MBL Erection Material | 22696169 |  | N | N
Polo | FAIST Anlagenbau GmbH Krumbach | TPMC | Material eléctrico | Electric Material | Soporte de pared galvanizado en caliente 210 mm con tornillo M10 x 30 mm, incl. arandela (diámetro largo), arandela de muelle y tuerca | hot-dip galv. wall bracket 210 mm with screw M10 x 30 mm, incl. washer (large diameter), spring washer and nut | 3551 | 23MBL304 | AIR INTAKE SYSTEM | 16 | PCE | Germany |  | 23MBL |  | 34 |  |  | 2321 | S-2321-0028-A-23-3551-00234961-N | 278 | 134.6 | 4 | 140 | 100 | 122 | Polo 23MBL Erection Material | 22696170 |  | N | N
Polo | FAIST Anlagenbau GmbH Krumbach | TPMC | Material eléctrico | Electric Material | Anillos de protecció del cable | cable protection rings | 3551 | 23MBL304 | AIR INTAKE SYSTEM | 25 | PCE | Germany |  | 23MBL |  | 34 |  |  | 2321 | S-2321-0028-A-23-3551-00234961-N | 278 | 134.6 | 0.25 | 140 | 100 | 122 | Polo 23MBL Erection Material | 22696171 |  | N | N
Polo | FAIST Anlagenbau GmbH Krumbach | TPMC | Material eléctrico | Electric Material | Conector de unión galv. en caliente para bandeja de cables 200 x 60 mm | hot-dip galv. joint connector for cable tray 200 x 60 mm | 3551 | 23MBL304 | AIR INTAKE SYSTEM | 2 | PCE | Germany |  | 23MBL |  | 34 |  |  | 2321 | S-2321-0028-A-23-3551-00234961-N | 278 | 134.6 | 0.25 | 140 | 100 | 122 | Polo 23MBL Erection Material | 22696172 |  | N | N
Polo | FAIST Anlagenbau GmbH Krumbach | TPMC | Material eléctrico | Electric Material | Tornillo de bandeja de cable galvanizado en caliente , M6 x 12 mm, incl. arandela y tuerca | hot-dip galv. cable tray screw, M6 x 12 mm, incl. washer and nut | 3551 | 23MBL304 | AIR INTAKE SYSTEM | 150 | PCE | Germany |  | 23MBL |  | 34 |  |  | 2321 | S-2321-0028-A-23-3551-00234961-N | 278 | 134.6 | 1.5 | 140 | 100 | 122 | Polo 23MBL Erection Material | 22696173 |  | N | N
Polo | FAIST Anlagenbau GmbH Krumbach | TPMC | Material eléctrico | Electric Material | Raíl de montaje galv.en caliente 41x41, 200 mm | hot-dip galv.mounting rail 41x41, 200 mm | 3551 | 23MBL304 | AIR INTAKE SYSTEM | 15 | PCE | Germany |  | 23MBL |  | 34 |  |  | 2321 | S-2321-0028-A-23-3551-00234961-N | 278 | 134.6 | 10 | 140 | 100 | 122 | Polo 23MBL Erection Material | 22696174 |  | N | N
Polo | FAIST Anlagenbau GmbH Krumbach | TPMC | Material eléctrico | Electric Material | SS (V4A) M8 x 30 mm, arandela (diámetro grande), arandela del muelle y tuerca | SS - screw (V4A) M8 x 30 mm, incl. washer (large diameter), spring washer and nut | 3551 | 23MBL304 | AIR INTAKE SYSTEM | 30 | PCE | Germany |  | 23MBL |  | 34 |  |  | 2321 | S-2321-0028-A-23-3551-00234961-N | 278 | 134.6 | 0.5 | 140 | 100 | 122 | Polo 23MBL Erection Material | 22696175 |  | N | N
Polo | FAIST Anlagenbau GmbH Krumbach | TPMC | Material eléctrico | Electric Material | Tuerca deslizante - M6, 22 mm | slide nut - M6, 22 mm | 3551 | 23MBL304 | AIR INTAKE SYSTEM | 30 | PCE | Germany |  | 23MBL |  | 34 |  |  | 2321 | S-2321-0028-A-23-3551-00234961-N | 278 | 134.6 | 0.25 | 140 | 100 | 122 | Polo 23MBL Erection Material | 22696176 |  | N | N
Polo | FAIST Anlagenbau GmbH Krumbach | TPMC | Material eléctrico | Electric Material | SS (V4A) M6 x 20 mm, arandela (diámetro grande) y arandela del muelle | SS - screw (V4A), M6 x 20 mm, incl. washer (large diameter) and spring washer | 3551 | 23MBL304 | AIR INTAKE SYSTEM | 30 | PCE | Germany |  | 23MBL |  | 34 |  |  | 2321 | S-2321-0028-A-23-3551-00234961-N | 278 | 134.6 | 0.25 | 140 | 100 | 122 | Polo 23MBL Erection Material | 22696177 |  | N | N
Polo | FAIST Anlagenbau GmbH Krumbach | TPMC | Material eléctrico | Electric Material | Caquillo final M32 | end sleeve M32 | 3551 | 23MBL304 | AIR INTAKE SYSTEM | 100 | PCE | Germany |  | 23MBL |  | 34 |  |  | 2321 | S-2321-0028-A-23-3551-00234961-N | 278 | 134.6 | 1 | 140 | 100 | 122 | Polo 23MBL Erection Material | 22696178 |  | N | N
Polo | FAIST Anlagenbau GmbH Krumbach | TPMC | Material eléctrico | Electric Material | Grillete distanciador galv. en caliente M32 ( # 733 ) | hot-dip galv. distance saddles M32 ( # 733 ) | 3551 | 23MBL304 | AIR INTAKE SYSTEM | 100 | PCE | Germany |  | 23MBL |  | 34 |  |  | 2321 | S-2321-0028-A-23-3551-00234961-N | 278 | 134.6 | 3 | 140 | 100 | 122 | Polo 23MBL Erection Material | 22696179 |  | N | N
Polo | FAIST Anlagenbau GmbH Krumbach | TPMC | Material eléctrico | Electric Material | Casquillo final M50 | end sleeve M50 | 3551 | 23MBL304 | AIR INTAKE SYSTEM | 125 | PCE | Germany |  | 23MBL |  | 34 |  |  | 2321 | S-2321-0028-A-23-3551-00234961-N | 278 | 134.6 | 3 | 140 | 100 | 122 | Polo 23MBL Erection Material | 22696180 |  | N | N
Polo | FAIST Anlagenbau GmbH Krumbach | TPMC | Material eléctrico | Electric Material | Grillete distanciador galv. en caliente M50 ( # 733 ) | hot-dip galv. distance saddles M50 ( # 733 ) | 3551 | 23MBL304 | AIR INTAKE SYSTEM | 125 | PCE | Germany |  | 23MBL |  | 34 |  |  | 2321 | S-2321-0028-A-23-3551-00234961-N | 278 | 134.6 | 9 | 140 | 100 | 122 | Polo 23MBL Erection Material | 22696181 |  | N | N
Polo | FAIST Anlagenbau GmbH Krumbach | TPMC | Material eléctrico | Electric Material | sujeción EM 24 SM con tuerca M6 | clamp, EM 24 SM with nut M6 | 3551 | 23MBL304 | AIR INTAKE SYSTEM | 75 | PCE | Germany |  | 23MBL |  | 34 |  |  | 2321 | S-2321-0028-A-23-3551-00234961-N | 278 | 134.6 | 2.5 | 140 | 100 | 122 | Polo 23MBL Erection Material | 22696182 |  | N | N
Polo | FAIST Anlagenbau GmbH Krumbach | TPMC | Material eléctrico | Electric Material | Unión SS-1/2 " HBZ 12 mm (V4A) | SS-1/2 " union HBZ 12 mm (V4A) | 3551 | 23MBL304 | AIR INTAKE SYSTEM | 6 | PCE | Germany |  | 23MBL |  | 34 |  |  | 2321 | S-2321-0028-A-23-3551-00234961-N | 278 | 134.6 | 0.5 | 140 | 100 | 122 | Polo 23MBL Erection Material | 22696183 |  | N | N
Polo | FAIST Anlagenbau GmbH Krumbach | TPMC | Material eléctrico | Electric Material | Acoplamiento de división SS-1/2 " 12 mm (V4A) con sello de teflón | SS-1/2 " bulkhead couplings 12 mm (V4A) with teflon seal | 3551 | 23MBL304 | AIR INTAKE SYSTEM | 2 | PCE | Germany |  | 23MBL |  | 34 |  |  | 2321 | S-2321-0028-A-23-3551-00234961-N | 278 | 134.6 | 0.5 | 140 | 100 | 122 | Polo 23MBL Erection Material | 22696184 |  | N | N
Polo | FAIST Anlagenbau GmbH Krumbach | TPMC | Material eléctrico | Electric Material | Acoplamiento de división SS-1/2 " 12 mm (V4A) con sello de teflón y tubo SS 2 x 1 mm (articulación 90°) | SS-1/2 " bulkhead couplings 12 mm (V4A) with teflon seal and SS-pipe 12 x 1 mm (90° bend) | 3551 | 23MBL304 | AIR INTAKE SYSTEM | 4 | PCE | Germany |  | 23MBL |  | 34 |  |  | 2321 | S-2321-0028-A-23-3551-00234961-N | 278 | 134.6 | 1 | 140 | 100 | 122 | Polo 23MBL Erection Material | 22696185 |  | N | N
Polo | FAIST Anlagenbau GmbH Krumbach | TPMC | Material eléctrico | Electric Material | Raíl de montaje galv. en caliente para la sujeción del tubo | hot-dip galv. mounting rail for pipe clamp | 3551 | 23MBL304 | AIR INTAKE SYSTEM | 2 | MTR | Germany |  | 23MBL |  | 34 |  |  | 2321 | S-2321-0028-A-23-3551-00234961-N | 278 | 134.6 | 2 | 140 | 100 | 122 | Polo 23MBL Erection Material | 22696142 |  | N | N
Polo | FAIST Anlagenbau GmbH Krumbach | TPMC | Material eléctrico | Electric Material | Ajuste de sujeción , 1 x 12 mm | clamp fitting, 1 x 12 mm | 3551 | 23MBL304 | AIR INTAKE SYSTEM | 20 | PCE | Germany |  | 23MBL |  | 34 |  |  | 2321 | S-2321-0028-A-23-3551-00234961-N | 278 | 134.6 | 0.25 | 140 | 100 | 122 | Polo 23MBL Erection Material | 22696186 |  | N | N
Polo | FAIST Anlagenbau GmbH Krumbach | TPMC | Material eléctrico | Electric Material | Tuerca de deslizamiento M6 para raíl de montaje galv. en caliente | slide nut - M6 for hot-dip galv. mounting rail | 3551 | 23MBL304 | AIR INTAKE SYSTEM | 20 | PCE | Germany |  | 23MBL |  | 34 |  |  | 2321 | S-2321-0028-A-23-3551-00234961-N | 278 | 134.6 | 0.25 | 140 | 100 | 122 | Polo 23MBL Erection Material | 22696187 |  | N | N
Polo | FAIST Anlagenbau GmbH Krumbach | TPMC | Material eléctrico | Electric Material | Indicador de cable con agarre de cable 100 mm para 22MBL10 | cable marker with cable tie 100 mm for 22MBL10 | 3551 | 23MBL304 | AIR INTAKE SYSTEM | 216 | PCE | Germany |  | 23MBL |  | 34 |  |  | 2321 | S-2321-0028-A-23-3551-00234961-N | 278 | 134.6 | 2.5 | 140 | 100 | 122 | Polo 23MBL Erection Material | 22696188 |  | N | N
Polo | FAIST Anlagenbau GmbH Krumbach | TPMC | Material eléctrico | Electric Material | Indicador de cable con agarre de cable 100 mm para 22MBL20 | cable marker with cable tie 100 mm for 22MBL20 | 3551 | 23MBL304 | AIR INTAKE SYSTEM | 18 | PCE | Germany |  | 23MBL |  | 34 |  |  | 2321 | S-2321-0028-A-23-3551-00234961-N | 278 | 134.6 | 0.5 | 140 | 100 | 122 | Polo 23MBL Erection Material | 22696189 |  | N | N
Polo | FAIST Anlagenbau GmbH Krumbach | TPMC | Material eléctrico | Electric Material | terminales finales de cuerda aislada, 0,5 qmm | insulated cord end terminals, 0,5 qmm | 3551 | 23MBL304 | AIR INTAKE SYSTEM | 50 | PCE | Germany |  | 23MBL |  | 34 |  |  | 2321 | S-2321-0028-A-23-3551-00234961-N | 278 | 134.6 | 0.25 | 140 | 100 | 122 | Polo 23MBL Erection Material | 22696190 |  | N | N
Polo | FAIST Anlagenbau GmbH Krumbach | TPMC | Material eléctrico | Electric Material | SS (V4A) M4 x 20 mm, arandela, arandela del muelle y tuerca | SS - screw (V4A), M 4 x 20 mm, incl. washer, spring washer and nut | 3551 | 23MBL304 | AIR INTAKE SYSTEM | 50 | PCE | Germany |  | 23MBL |  | 34 |  |  | 2321 | S-2321-0028-A-23-3551-00234961-N | 278 | 134.6 | 0.5 | 140 | 100 | 122 | Polo 23MBL Erection Material | 22696191 |  | N | N
Polo | FAIST Anlagenbau GmbH Krumbach | TPMC | Material eléctrico | Electric Material | SS (V4A) M6 x 10 mm, arandela, arandela del muelle y tuerca | SS - screw (V4A), M 6 x 10 mm, incl. washer, spring washer and nut | 3551 | 23MBL304 | AIR INTAKE SYSTEM | 100 | PCE | Germany |  | 23MBL |  | 34 |  |  | 2321 | S-2321-0028-A-23-3551-00234961-N | 278 | 134.6 | 0.1 | 140 | 100 | 122 | Polo 23MBL Erection Material | 22696192 |  | N | N
Polo | FAIST Anlagenbau GmbH Krumbach | TPMC | Material eléctrico | Electric Material | SS (V4A) M6 x 30 mm, arandela, arandela del muelle y tuerca | SS - screw (V4A), M 6 x 30 mm, incl. washer, spring washer and nut | 3551 | 23MBL304 | AIR INTAKE SYSTEM | 50 | PCE | Germany |  | 23MBL |  | 34 |  |  | 2321 | S-2321-0028-A-23-3551-00234961-N | 278 | 134.6 | 0.5 | 140 | 100 | 122 | Polo 23MBL Erection Material | 22696193 |  | N | N
Polo | FAIST Anlagenbau GmbH Krumbach | TPMC | Material eléctrico | Electric Material | Sujeta cables MS - XL (10x M20) con tuerca de bloqueo para entrada del módulo (iluminación y receptáculo) | MS - XL cable gland (10x M20) with locknut for module entrance (lighting and receptacle) | 3551 | 23MBL304 | AIR INTAKE SYSTEM | 1 | SET | Germany |  | 23MBL |  | 34 |  |  | 2321 | S-2321-0028-A-23-3551-00234961-N | 278 | 134.6 | 0.5 | 140 | 100 | 122 | Polo 23MBL Erection Material | 22696146 |  | N | N
Polo | FAIST Anlagenbau GmbH Krumbach | TPMC | Material eléctrico | Electric Material | Sujeta cables MS - XL (2x M20) con tuerca de bloqueo para entrada del módulo (iluminación y receptáculo) | MS - XL cable gland (2x M20) with locknut for module entrance (pulse system) | 3551 | 23MBL304 | AIR INTAKE SYSTEM | 1 | SET | Germany |  | 23MBL |  | 34 |  |  | 2321 | S-2321-0028-A-23-3551-00234961-N | 278 | 134.6 | 0.25 | 140 | 100 | 122 | Polo 23MBL Erection Material | 22696147 |  | N | N
Polo | FAIST Anlagenbau GmbH Krumbach | TPMC | Material eléctrico | Electric Material | MS - Sujetacables (2x SC-M25, 1x M25, 2x macho enl. M20 -> M25, 1x reductor M32 -> M25) para válvula AI (22MBL10) | MS - cable gland (2x SC-M25, 1x M25, 2x male enl. M20 -> M25, 1x reducer M32 -> M25) for AI-valve (22MBL10) | 3551 | 23MBL304 | AIR INTAKE SYSTEM | 1 | SET | Germany |  | 23MBL |  | 34 |  |  | 2321 | S-2321-0028-A-23-3551-00234961-N | 278 | 134.6 | 0.25 | 140 | 100 | 122 | Polo 23MBL Erection Material | 22696148 |  | N | N
Polo | FAIST Anlagenbau GmbH Krumbach | TPMC | Material eléctrico | Electric Material | MS ¿ Sujeta cables (1x SC-M25, 1x macho enl. M20 -> M25) para válvula AI de interruptor de posición (22MBL10) | MS - cable gland (1x SC-M25, 1x male enl. M20 -> M25) for position switch AI-valve (22MBL10) | 3551 | 23MBL304 | AIR INTAKE SYSTEM | 1 | SET | Germany |  | 23MBL |  | 34 |  |  | 2321 | S-2321-0028-A-23-3551-00234961-N | 278 | 134.6 | 0.25 | 140 | 100 | 122 | Polo 23MBL Erection Material | 22696149 |  | N | N
Polo | FAIST Anlagenbau GmbH Krumbach | TPMC | Material eléctrico | Electric Material | MS - Sujeta cables (1x M20, 2x M25, 1x reducer M32 --> M25) para el motor de la aleta (22MBL20) | MS - cable gland (1x M20, 2x M25, 1x reducer M32 --> M25) for flap motor (22MBL20) | 3551 | 23MBL304 | AIR INTAKE SYSTEM | 1 | SET | Germany |  | 23MBL |  | 34 |  |  | 2321 | S-2321-0028-A-23-3551-00234961-N | 278 | 134.6 | 0.25 | 140 | 100 | 122 | Polo 23MBL Erection Material | 22696150 |  | N | N
Polo | FAIST Anlagenbau GmbH Krumbach | TPMC | Material eléctrico | Electric Material | MS - Sujeta cables (4x SC-M25, 4x male enl. M20 -> M25) para el interruptor limitador de la aleta (22MBL20) | MS - cable gland (4x SC-M25, 4x male enl. M20 -> M25) for flap limit switch (22MBL20) | 3551 | 23MBL304 | AIR INTAKE SYSTEM | 1 | SET | Germany |  | 23MBL |  | 34 |  |  | 2321 | S-2321-0028-A-23-3551-00234961-N | 278 | 134.6 | 0.5 | 140 | 100 | 122 | Polo 23MBL Erection Material | 22696151 |  | N | N
Polo | FAIST Anlagenbau GmbH Krumbach | TPMC | Material eléctrico | Electric Material | apriete de cable, 3,5x200 mm - negro | cable tie, 3,5x200 mm - black | 3551 | 23MBL304 | AIR INTAKE SYSTEM | 1000 | PCE | Germany |  | 23MBL |  | 34 |  |  | 2321 | S-2321-0028-A-23-3551-00234961-N | 278 | 134.6 | 1 | 140 | 100 | 122 | Polo 23MBL Erection Material | 22696194 |  | N | N
Polo | FAIST Anlagenbau GmbH Krumbach | TPMC | Material eléctrico | Electric Material | Protección de esquinas | edge protection | 3551 | 23MBL304 | AIR INTAKE SYSTEM | 5 | MTR | Germany |  | 23MBL |  | 34 |  |  | 2321 | S-2321-0028-A-23-3551-00234961-N | 278 | 134.6 | 1 | 140 | 100 | 122 | Polo 23MBL Erection Material | 22696143 |  | N | N
Polo | FAIST Anlagenbau GmbH Krumbach | TPMC | Material eléctrico | Electric Material | Sujeción al suelo del volumen | volume grounding clamp | 3551 | 23MBL304 | AIR INTAKE SYSTEM | 140 | PCE | Germany |  | 23MBL |  | 34 |  |  | 2321 | S-2321-0028-A-23-3551-00234961-N | 278 | 134.6 | 12 | 140 | 100 | 122 | Polo 23MBL Erection Material | 22696195 |  | N | N
Polo | FAIST Anlagenbau GmbH Krumbach | TPMC | Material eléctrico | Electric Material | Terminales de clavija aislado 6 qmm | insulated pin terminals 6 qmm | 3551 | 23MBL304 | AIR INTAKE SYSTEM | 140 | PCE | Germany |  | 23MBL |  | 34 |  |  | 2321 | S-2321-0028-A-23-3551-00234961-N | 278 | 134.6 | 0.5 | 140 | 100 | 122 | Polo 23MBL Erection Material | 22696196 |  | N | N
Polo | FAIST Anlagenbau GmbH Krumbach | TPMC | Material eléctrico | Electric Material | Terminales de clavija aislado 6 qmm - LD 6 | insulated ring terminals 6 qmm - LD 6 | 3551 | 23MBL304 | AIR INTAKE SYSTEM | 140 | PCE | Germany |  | 23MBL |  | 34 |  |  | 2321 | S-2321-0028-A-23-3551-00234961-N | 278 | 134.6 | 0.5 | 140 | 100 | 122 | Polo 23MBL Erection Material | 22696197 |  | N | N
Polo | FAIST Anlagenbau GmbH Krumbach | TPMC | Material eléctrico | Electric Material | Hilo de cobre verde-amarillo 1x6 qmm | stranded copper green - yellow cable 1x6 qmm | 3551 | 23MBL304 | AIR INTAKE SYSTEM | 100 | MTR | Germany |  | 23MBL |  | 34 |  |  | 2321 | S-2321-0028-A-23-3551-00234961-N | 278 | 134.6 | 2 | 140 | 100 | 122 | Polo 23MBL Erection Material | 22696144 |  | N | N
Polo | FAIST Anlagenbau GmbH Krumbach | TPMC | Material eléctrico | Electric Material | Símbolo de tierra - 20 mm | earth symbol - 20 mm | 3551 | 23MBL304 | AIR INTAKE SYSTEM | 300 | PCE | Germany |  | 23MBL |  | 34 |  |  | 2321 | S-2321-0028-A-23-3551-00234961-N | 278 | 134.6 | 0.25 | 140 | 100 | 122 | Polo 23MBL Erection Material | 22696198 |  | N | N
Polo | FAIST Anlagenbau GmbH Krumbach | TPMC | Material eléctrico | Electric Material | Placas de entrada de cable, SS (V4A) M6 x 30 mm, arandela, arandela del muelle y tuerca | cable entry plates, incl. SS - screw (V4A), M 6 x 30 mm, washer, spring washer and nut | 3551 | 23MBL304 | AIR INTAKE SYSTEM | 4 | PCE | Germany |  | 23MBL |  | 34 |  |  | 2321 | S-2321-0028-A-23-3551-00234961-N | 278 | 134.6 | 1 | 140 | 100 | 122 | Polo 23MBL Erection Material | 22696199 |  | N | N
Polo | FAIST Anlagenbau GmbH Krumbach | TPMC | Material eléctrico | Electric Material | Taco de cable a tierra 95 qmm - LD 10 | earth cable lug 95 qmm - LD 10 | 3551 | 23MBL304 | AIR INTAKE SYSTEM | 100 | PCE | Germany |  | 23MBL |  | 34 |  |  | 2321 | S-2321-0028-A-23-3551-00234961-N | 278 | 134.6 | 5 | 140 | 100 | 122 | Polo 23MBL Erection Material | 22696200 |  | N | N
Polo | FAIST Anlagenbau GmbH Krumbach | TPMC | Material eléctrico | Electric Material | Armario de control, 22MBL10 GH001, incl. arandela SS, arandela de muelle y tuerca (V4A) | control cabinet, 22MBL10 GH001, incl. SS - washer, spring washer and nut (V4A) | 3551 | 23MBL304 | AIR INTAKE SYSTEM | 1 | PCE | Germany |  | 23MBL |  | 35 |  |  | 2321 | S-2321-0029-A-23-3551-00234961-N | 458 | 270 | 270 | 162 | 100 | 255 | Polo 23MBL Erection Material | 22696201 |  | N | N
Polo | FAIST Anlagenbau GmbH Krumbach | TPMC | Material eléctrico | Electric Material | Escape con 4 piezas por el transmisor dp, filtro de aire de 1 pieza, Indicador dp de 3 piezas e indicador de presión 3 piezas, 22MBL10 GA001 | skid with 4 pce dp-transmitter, 1 pce air filter, 3 pce dp-gauge and 3 pce pressure switch, 22MBL10 GA001 | 3551 | 23MBL304 | AIR INTAKE SYSTEM | 1 | PCE | Germany |  | 23MBL |  | 36 |  |  | 2321 | S-2321-0030-A-23-3551-00234961-N | 463 | 80 | 80 | 230 | 180 | 103 | Polo 23MBL Erection Material | 22696202 |  | N | N
Polo | FAIST Anlagenbau GmbH Krumbach | TPMC | Material eléctrico | Electric Material | Armario de control, 22MBL20 GH001, incl. arandela SS, arandela de muelle y tuerca (V4A) | control cabinet, 22MBL20 GH001, incl. SS - washer, spring washer and nut (V4A) | 3551 | 23MBL304 | AIR INTAKE SYSTEM | 1 | PCE | Germany |  | 23MBL |  | 37 |  |  | 2321 | S-2321-0031-A-23-3551-00234961-N | 169 | 60 | 60 | 110 | 110 | 78 | Polo 23MBL Erection Material | 22696203 |  | N | N
Polo | FAIST Anlagenbau GmbH Krumbach | TPMC | Depósitos del cabezal | Header Tanks | 14 válvulas de depósito de cabezal | Header tank 14 valves | 3551 | 23MBL304 | AIR INTAKE SYSTEM | 8 | PCE | Germany |  | 23MBL |  | 38 |  |  | 2321 | S-2321-0032-A-23-3551-00234961-N | 2464 | 1562.3 | 1550 | 656 | 115 | 175 | Polo 23MBL Erection Material | 22696204 |  | N | N
Polo | FAIST Anlagenbau GmbH Krumbach | TPMC | Depósitos del cabezal | Header Tanks | Manguera de goma, l=220mm | rubber Hose, l=220mm | 3551 | 23MBL304 | AIR INTAKE SYSTEM | 3 | PCE | Germany |  | 23MBL |  | 38 |  |  | 2321 | S-2321-0032-A-23-3551-00234961-N | 2464 | 1562.3 | 0.6 | 656 | 115 | 175 | Polo 23MBL Erection Material | 22696205 |  | N | N
Polo | FAIST Anlagenbau GmbH Krumbach | TPMC | Depósitos del cabezal | Header Tanks | Manguera de goma, l=420mm | rubber Hose, l=420mm | 3551 | 23MBL304 | AIR INTAKE SYSTEM | 3 | PCE | Germany |  | 23MBL |  | 38 |  |  | 2321 | S-2321-0032-A-23-3551-00234961-N | 2464 | 1562.3 | 0.9 | 656 | 115 | 175 | Polo 23MBL Erection Material | 22696206 |  | N | N
Polo | FAIST Anlagenbau GmbH Krumbach | TPMC | Depósitos del cabezal | Header Tanks | Sujeciones de cinta (acero inoxidable) | band clamps (stainless Steel) | 3551 | 23MBL304 | AIR INTAKE SYSTEM | 24 | PCE | Germany |  | 23MBL |  | 38 |  |  | 2321 | S-2321-0032-A-23-3551-00234961-N | 2464 | 1562.3 | 2.4 | 656 | 115 | 175 | Polo 23MBL Erection Material | 22696207 |  | N | N
Polo | FAIST Anlagenbau GmbH Krumbach | TPMC | Depósitos del cabezal | Header Tanks | Stainless G2¿ Tubo de tober l=180mm | Stainless G2¿ Nozzle pipe l=180mm | 3551 | 23MBL304 | AIR INTAKE SYSTEM | 12 | PCE | Germany |  | 23MBL |  | 38 |  |  | 2321 | S-2321-0032-A-23-3551-00234961-N | 2464 | 1562.3 | 6 | 656 | 115 | 175 | Polo 23MBL Erection Material | 22696208 |  | N | N
Polo | FAIST Anlagenbau GmbH Krumbach | TPMC | Depósitos del cabezal | Header Tanks | tuercas trasera G2" AISI316 | backnuts G2" AISI316 | 3551 | 23MBL304 | AIR INTAKE SYSTEM | 12 | PCE | Germany |  | 23MBL |  | 38 |  |  | 2321 | S-2321-0032-A-23-3551-00234961-N | 2464 | 1562.3 | 2.4 | 656 | 115 | 175 | Polo 23MBL Erection Material | 22696209 |  | N | N
Polo | FAIST Anlagenbau GmbH Krumbach | TPMC | Depósitos del cabezal | Header Tanks | 7 válvulas de depósito de cabezal | Header tank 7 valves | 3551 | 23MBL304 | AIR INTAKE SYSTEM | 8 | PCE | Germany |  | 23MBL |  | 39 |  |  | 2321 | S-2321-0033-A-23-3551-00234961-N | 1900 | 1262.3 | 1250 | 617 | 113 | 175 | Polo 23MBL Erection Material | 22696210 |  | N | N
Polo | FAIST Anlagenbau GmbH Krumbach | TPMC | Depósitos del cabezal | Header Tanks | Manguera de goma, l=220mm | rubber Hose, l=220mm | 3551 | 23MBL304 | AIR INTAKE SYSTEM | 3 | PCE | Germany |  | 23MBL |  | 39 |  |  | 2321 | S-2321-0033-A-23-3551-00234961-N | 1900 | 1262.3 | 0.6 | 617 | 113 | 175 | Polo 23MBL Erection Material | 22696211 |  | N | N
Polo | FAIST Anlagenbau GmbH Krumbach | TPMC | Depósitos del cabezal | Header Tanks | Manguera de goma, l=420mm | rubber Hose, l=420mm | 3551 | 23MBL304 | AIR INTAKE SYSTEM | 3 | PCE | Germany |  | 23MBL |  | 39 |  |  | 2321 | S-2321-0033-A-23-3551-00234961-N | 1900 | 1262.3 | 0.9 | 617 | 113 | 175 | Polo 23MBL Erection Material | 22696212 |  | N | N
Polo | FAIST Anlagenbau GmbH Krumbach | TPMC | Depósitos del cabezal | Header Tanks | Sujeciones de cinta (acero inoxidable) | band clamps (stainless Steel) | 3551 | 23MBL304 | AIR INTAKE SYSTEM | 24 | PCE | Germany |  | 23MBL |  | 39 |  |  | 2321 | S-2321-0033-A-23-3551-00234961-N | 1900 | 1262.3 | 2.4 | 617 | 113 | 175 | Polo 23MBL Erection Material | 22696213 |  | N | N
Polo | FAIST Anlagenbau GmbH Krumbach | TPMC | Depósitos del cabezal | Header Tanks | Stainless G2¿ Tubo de tober l=180mm | Stainless G2¿ Nozzle pipe l=180mm | 3551 | 23MBL304 | AIR INTAKE SYSTEM | 12 | PCE | Germany |  | 23MBL |  | 39 |  |  | 2321 | S-2321-0033-A-23-3551-00234961-N | 1900 | 1262.3 | 6 | 617 | 113 | 175 | Polo 23MBL Erection Material | 22696214 |  | N | N
Polo | FAIST Anlagenbau GmbH Krumbach | TPMC | Depósitos del cabezal | Header Tanks | tuercas trasera G2" AISI316 | backnuts G2" AISI316 | 3551 | 23MBL304 | AIR INTAKE SYSTEM | 12 | PCE | Germany |  | 23MBL |  | 39 |  |  | 2321 | S-2321-0033-A-23-3551-00234961-N | 1900 | 1262.3 | 2.4 | 617 | 113 | 175 | Polo 23MBL Erection Material | 22696215 |  | N | N
Polo | FAIST Anlagenbau GmbH Krumbach | TPMC | Elementos de filtrado | Filter Elements | Filtro de bolsillo DS-G4-1/1-6&300 | Pocket Filter DS-G4-1/1-6&300 | 3551 | 23MBL304 | AIR INTAKE SYSTEM | 216 | PCE | Germany |  | 23MBL |  | 4 |  |  | 2321 | S-2321-0034-A-23-3551-00234961-N | 1730 | 449 | 449 | 500 | 250 | 245 | Polo 23MBL Erection Material | 22696216 |  | N | N
Polo | FAIST Anlagenbau GmbH Krumbach | TPMC | Aleta | Flap | Aleta | Flap | 3551 | 23MBL304 | AIR INTAKE SYSTEM | 1 | PCE | Germany |  | 23MBL |  | 40 |  |  | 2321 | S-2321-0035-A-23-3551-00234961-N | 7000 | 5000 | 5000 | 1150 | 260 | 150 | Polo 23MBL Erection Material | 22696217 |  | N | N
Polo | FAIST Anlagenbau GmbH Krumbach | TPMC | Material de fijación, sellado, cubrerraíles | fixing Material, Sealing, Coverrails | Sellado PE 3x50mm SK | Sealing PE 3x50mm SK | 3551 | 23MBL304 | AIR INTAKE SYSTEM | 700 | MTR | Germany |  | 23MBL |  | 41 |  |  | 2321 | S-2321-0036-A-23-3551-00234961-N | 3800 | 2203.065 | 9.1 | 450 | 220 | 210 | Polo 23MBL Erection Material | 22696223 |  | N | N
Polo | FAIST Anlagenbau GmbH Krumbach | TPMC | Material de fijación, sellado, cubrerraíles | fixing Material, Sealing, Coverrails | Bostik 2720 MS | Bostik 2720 MS | 3551 | 23MBL304 | AIR INTAKE SYSTEM | 10 | PCE | Germany |  | 23MBL |  | 41 |  |  | 2321 | S-2321-0036-A-23-3551-00234961-N | 3800 | 2203.065 | 4.5 | 450 | 220 | 210 | Polo 23MBL Erection Material | 22696269 |  | N | N
Polo | FAIST Anlagenbau GmbH Krumbach | TPMC | Material de fijación, sellado, cubrerraíles | fixing Material, Sealing, Coverrails | Rejilla XSP 330-34/38-3 1000x900 | grating XSP 330-34/38-3 1000x900 | 3551 | 23MBL304 | AIR INTAKE SYSTEM | 62 | PCE | Germany |  | 23MBL |  | 41 |  |  | 2321 | S-2321-0036-A-23-3551-00234961-N | 3800 | 2203.065 | 1588.626 | 450 | 220 | 210 | Polo 23MBL Erection Material | 22696274 |  | N | N
Polo | FAIST Anlagenbau GmbH Krumbach | TPMC | Material de fijación, sellado, cubrerraíles | fixing Material, Sealing, Coverrails | Sellado PE 10x3mm SK | Sealing PE 10x3mm SK | 3551 | 23MBL304 | AIR INTAKE SYSTEM | 320 | MTR | Germany |  | 23MBL |  | 41 |  |  | 2321 | S-2321-0036-A-23-3551-00234961-N | 3800 | 2203.065 | 2.24 | 450 | 220 | 210 | Polo 23MBL Erection Material | 22696228 |  | N | N
Polo | FAIST Anlagenbau GmbH Krumbach | TPMC | Material de fijación, sellado, cubrerraíles | fixing Material, Sealing, Coverrails | Aspiradores industriales | industrial vacuum cleaners | 3551 | 23MBL304 | AIR INTAKE SYSTEM | 1 | PCE | Germany |  | 23MBL |  | 41 |  |  | 2321 | S-2321-0036-A-23-3551-00234961-N | 3800 | 2203.065 | 107 | 450 | 220 | 210 | Polo 23MBL Erection Material | 22696282 |  | N | N
Polo | FAIST Anlagenbau GmbH Krumbach | TPMC | Material de fijación, sellado, cubrerraíles | fixing Material, Sealing, Coverrails | Caja de herramientas , 3 pilas para la luz flash LED HH60, 60 LED, 12/203V, L=430mm, llave de par de 4 piezas 2-10Nm, 1/4", 4 piezas bit 3/8", tamaño 10 (16mm), extra profundo, 4 piezas del adaptador 1/4" a 3/8" | Tool Box with 3 pce Akku LED flash light HH60, 60 LED, 12/203V, L=430mm, 4 pce torque wrench 2-10Nm, 1/4", 4 pce bit 3/8", size 10 (16mm), extra deep, 4 pce Adapter piece 1/4" to 3/8" | 3551 | 23MBL304 | AIR INTAKE SYSTEM | 1 | PCE | Germany |  | 23MBL |  | 41 |  |  | 2321 | S-2321-0036-A-23-3551-00234961-N | 3800 | 2203.065 | 19 | 450 | 220 | 210 | Polo 23MBL Erection Material | 22696283 |  | N | N
Polo | FAIST Anlagenbau GmbH Krumbach | TPMC | Material de fijación, sellado, cubrerraíles | fixing Material, Sealing, Coverrails | Soporte BW5040 para regulador de presión Pos.71-10-93 | support BW5040 for Pressure Regulator Pos.71-10-93 | 3551 | 23MBL304 | AIR INTAKE SYSTEM | 1 | PCE | Germany |  | 23MBL |  | 41 |  |  | 2321 | S-2321-0036-A-23-3551-00234961-N | 3800 | 2203.065 | 4.2 | 450 | 220 | 210 | Polo 23MBL Erection Material | 22696244 |  | N | N
Polo | FAIST Anlagenbau GmbH Krumbach | TPMC | Material de fijación, sellado, cubrerraíles | fixing Material, Sealing, Coverrails | Acodado 90° F.igual 1/2" Figura 90 A4 | Elbow 90° F.equal 1/2" Figur 90 A4 | 3551 | 23MBL304 | AIR INTAKE SYSTEM | 4 | PCE | Germany |  | 23MBL |  | 41 |  |  | 2321 | S-2321-0036-A-23-3551-00234961-N | 3800 | 2203.065 | 1 | 450 | 220 | 210 | Polo 23MBL Erection Material | 22696284 |  | N | N
Polo | FAIST Anlagenbau GmbH Krumbach | TPMC | Material de fijación, sellado, cubrerraíles | fixing Material, Sealing, Coverrails | Manguera 76x7 10bar | Hose 76x7 10bar | 3551 | 23MBL304 | AIR INTAKE SYSTEM | 50 | MTR | Germany |  | 23MBL |  | 41 |  |  | 2321 | S-2321-0036-A-23-3551-00234961-N | 3800 | 2203.065 | 10 | 450 | 220 | 210 | Polo 23MBL Erection Material | 22696232 |  | N | N
Polo | FAIST Anlagenbau GmbH Krumbach | TPMC | Material de fijación, sellado, cubrerraíles | fixing Material, Sealing, Coverrails | Clip de manguera Norma, GBS M 85-91mm, 25mm SK-W4 | Hose clip Norma, GBS M 85-91mm, 25mm SK-W4 | 3551 | 23MBL304 | AIR INTAKE SYSTEM | 336 | PCE | Germany |  | 23MBL |  | 41 |  |  | 2321 | S-2321-0036-A-23-3551-00234961-N | 3800 | 2203.065 | 50.4 | 450 | 220 | 210 | Polo 23MBL Erection Material | 22696285 |  | N | N
Polo | FAIST Anlagenbau GmbH Krumbach | TPMC | Material de fijación, sellado, cubrerraíles | fixing Material, Sealing, Coverrails | Sellado PE 3x50mm SK | Sealing PE 3x50mm SK | 3551 | 23MBL304 | AIR INTAKE SYSTEM | 20 | MTR | Germany |  | 23MBL |  | 41 |  |  | 2321 | S-2321-0036-A-23-3551-00234961-N | 3800 | 2203.065 | 0.26 | 450 | 220 | 210 | Polo 23MBL Erection Material | 22696218 |  | N | N
Polo | FAIST Anlagenbau GmbH Krumbach | TPMC | Material de fijación, sellado, cubrerraíles | fixing Material, Sealing, Coverrails | Boquilla roscada 1" longitud 200 Figura 508 A4 | Threaded nipple 1" length 200 Figur 508 A4 | 3551 | 23MBL304 | AIR INTAKE SYSTEM | 1 | PCE | Germany |  | 23MBL |  | 41 |  |  | 2321 | S-2321-0036-A-23-3551-00234961-N | 3800 | 2203.065 | 0.27 | 450 | 220 | 210 | Polo 23MBL Erection Material | 22696235 |  | N | N
Polo | FAIST Anlagenbau GmbH Krumbach | TPMC | Material de fijación, sellado, cubrerraíles | fixing Material, Sealing, Coverrails | Loctite | Loctite | 3551 | 23MBL304 | AIR INTAKE SYSTEM | 10 | PCE | Germany |  | 23MBL |  | 41 |  |  | 2321 | S-2321-0036-A-23-3551-00234961-N | 3800 | 2203.065 | 1 | 450 | 220 | 210 | Polo 23MBL Erection Material | 22696236 |  | N | N
Polo | FAIST Anlagenbau GmbH Krumbach | TPMC | Material de fijación, sellado, cubrerraíles | fixing Material, Sealing, Coverrails | Boquilla de reducción 1"exterior a 1/4" interior figura 241 | Reducing Nipple 1"outside to 1/4" inside Figur 241 | 3551 | 23MBL304 | AIR INTAKE SYSTEM | 2 | PCE | Germany |  | 23MBL |  | 41 |  |  | 2321 | S-2321-0036-A-23-3551-00234961-N | 3800 | 2203.065 | 0.3 | 450 | 220 | 210 | Polo 23MBL Erection Material | 22696237 |  | N | N
Polo | FAIST Anlagenbau GmbH Krumbach | TPMC | Material de fijación, sellado, cubrerraíles | fixing Material, Sealing, Coverrails | Interruptores de presión 1-16bar, G 1/4", Norgren | pressure switches 1-16bar, G 1/4", Norgren | 3551 | 23MBL304 | AIR INTAKE SYSTEM | 1 | PCE | Germany |  | 23MBL |  | 41 |  |  | 2321 | S-2321-0036-A-23-3551-00234961-N | 3800 | 2203.065 | 2 | 450 | 220 | 210 | Polo 23MBL Erection Material | 22696238 |  | N | N
Polo | FAIST Anlagenbau GmbH Krumbach | TPMC | Material de fijación, sellado, cubrerraíles | fixing Material, Sealing, Coverrails | Válvula de seguridad 8 bar 410 1/2" | Safety valve 8 bar 410 1/2" | 3551 | 23MBL304 | AIR INTAKE SYSTEM | 1 | PCE | Germany |  | 23MBL |  | 41 |  |  | 2321 | S-2321-0036-A-23-3551-00234961-N | 3800 | 2203.065 | 0.5 | 450 | 220 | 210 | Polo 23MBL Erection Material | 22696239 |  | N | N
Polo | FAIST Anlagenbau GmbH Krumbach | TPMC | Material de fijación, sellado, cubrerraíles | fixing Material, Sealing, Coverrails | Boquilla M. reducción 1" - 1 1/4" Figura 245 | nipple M. reducing 1" - 1 1/4" Figur 245 | 3551 | 23MBL304 | AIR INTAKE SYSTEM | 1 | PCE | Germany |  | 23MBL |  | 41 |  |  | 2321 | S-2321-0036-A-23-3551-00234961-N | 3800 | 2203.065 | 0.2 | 450 | 220 | 210 | Polo 23MBL Erection Material | 22696240 |  | N | N
Polo | FAIST Anlagenbau GmbH Krumbach | TPMC | Material de fijación, sellado, cubrerraíles | fixing Material, Sealing, Coverrails | Sujeción de tubo DN100, con sellado en la conexión M8 | pipe clamp for Pipe DN100, with Sealing an M8 connection | 3551 | 23MBL304 | AIR INTAKE SYSTEM | 12 | PCE | Germany |  | 23MBL |  | 41 |  |  | 2321 | S-2321-0036-A-23-3551-00234961-N | 3800 | 2203.065 | 0.72 | 450 | 220 | 210 | Polo 23MBL Erection Material | 22696245 |  | N | N
Polo | FAIST Anlagenbau GmbH Krumbach | TPMC | Material de fijación, sellado, cubrerraíles | fixing Material, Sealing, Coverrails | Bostik a 2720 ms | Bostik 2720 MS | 3551 | 23MBL304 | AIR INTAKE SYSTEM | 10 | PCE | Germany |  | 23MBL |  | 41 |  |  | 2321 | S-2321-0036-A-23-3551-00234961-N | 3800 | 2203.065 | 4.5 | 450 | 220 | 210 | Polo 23MBL Erection Material | 22696246 |  | N | N
Polo | FAIST Anlagenbau GmbH Krumbach | TPMC | Material de fijación, sellado, cubrerraíles | fixing Material, Sealing, Coverrails | M24x100 - DIN EN ISO 4017 | M24x100 - DIN EN ISO 4017 | 3551 | 23MBL304 | AIR INTAKE SYSTEM | 8 | PCE | Germany |  | 23MBL |  | 41 |  |  | 2321 | S-2321-0036-A-23-3551-00234961-N | 3800 | 2203.065 | 3.44 | 450 | 220 | 210 | Polo 23MBL Erection Material | 22696248 |  | N | N
Polo | FAIST Anlagenbau GmbH Krumbach | TPMC | Material de fijación, sellado, cubrerraíles | fixing Material, Sealing, Coverrails | Tuerca M24 - DIN EN ISO 4032 | Nut M24 - DIN EN ISO 4032 | 3551 | 23MBL304 | AIR INTAKE SYSTEM | 8 | PCE | Germany |  | 23MBL |  | 41 |  |  | 2321 | S-2321-0036-A-23-3551-00234961-N | 3800 | 2203.065 | 0.88 | 450 | 220 | 210 | Polo 23MBL Erection Material | 22696249 |  | N | N
Polo | FAIST Anlagenbau GmbH Krumbach | TPMC | Material de fijación, sellado, cubrerraíles | fixing Material, Sealing, Coverrails | Arandela A 25 DIN EN ISO 7089 A4 | Washer A 25 DIN EN ISO 7089 A4 | 3551 | 23MBL304 | AIR INTAKE SYSTEM | 16 | PCE | Germany |  | 23MBL |  | 41 |  |  | 2321 | S-2321-0036-A-23-3551-00234961-N | 3800 | 2203.065 | 0.517 | 450 | 220 | 210 | Polo 23MBL Erection Material | 22696250 |  | N | N
Polo | FAIST Anlagenbau GmbH Krumbach | TPMC | Material de fijación, sellado, cubrerraíles | fixing Material, Sealing, Coverrails | Simulación de prueba de presión hidráulica Pos 71-13-61 (solo para 1 Unidad) | dummy for hydro pressure test Pos 71-13-61 (only for 1 Unit) | 3551 | 23MBL304 | AIR INTAKE SYSTEM | 1 | PCE | Germany |  | 23MBL |  | 41 |  |  | 2321 | S-2321-0036-A-23-3551-00234961-N | 3800 | 2203.065 | 45.29 | 450 | 220 | 210 | Polo 23MBL Erection Material | 22696247 |  | N | N
Polo | FAIST Anlagenbau GmbH Krumbach | TPMC | Material de fijación, sellado, cubrerraíles | fixing Material, Sealing, Coverrails | Clave de cilindro con mando 55,5/31,5 | Key cylinder with knob 55,5/31,5 | 3551 | 23MBL304 | AIR INTAKE SYSTEM | 1 | PCE | Germany |  | 23MBL |  | 41 |  |  | 2321 | S-2321-0036-A-23-3551-00234961-N | 3800 | 2203.065 | 0.3 | 450 | 220 | 210 | Polo 23MBL Erection Material | 22696251 |  | N | N
Polo | FAIST Anlagenbau GmbH Krumbach | TPMC | Material de fijación, sellado, cubrerraíles | fixing Material, Sealing, Coverrails | Perfil de sellado 4610099 | Sealing profile 4610099 | 3551 | 23MBL304 | AIR INTAKE SYSTEM | 5 | MTR | Germany |  | 23MBL |  | 41 |  |  | 2321 | S-2321-0036-A-23-3551-00234961-N | 3800 | 2203.065 | 1.94 | 450 | 220 | 210 | Polo 23MBL Erection Material | 22696220 |  | N | N
Polo | FAIST Anlagenbau GmbH Krumbach | TPMC | Material de fijación, sellado, cubrerraíles | fixing Material, Sealing, Coverrails | Sujeción de cubrerraíl 095 | Coverrail clamp 095 | 3551 | 23MBL304 | AIR INTAKE SYSTEM | 150 | PCE | Germany |  | 23MBL |  | 41 |  |  | 2321 | S-2321-0036-A-23-3551-00234961-N | 3800 | 2203.065 | 16.8 | 450 | 220 | 210 | Polo 23MBL Erection Material | 22696252 |  | N | N
Polo | FAIST Anlagenbau GmbH Krumbach | TPMC | Material de fijación, sellado, cubrerraíles | fixing Material, Sealing, Coverrails | Sujeción de cubrerraíl 096 | Coverrail clamp 096 | 3551 | 23MBL304 | AIR INTAKE SYSTEM | 25 | PCE | Germany |  | 23MBL |  | 41 |  |  | 2321 | S-2321-0036-A-23-3551-00234961-N | 3800 | 2203.065 | 2.9 | 450 | 220 | 210 | Polo 23MBL Erection Material | 22696253 |  | N | N
Polo | FAIST Anlagenbau GmbH Krumbach | TPMC | Material de fijación, sellado, cubrerraíles | fixing Material, Sealing, Coverrails | Cubrerraíl 097 | Coverrail 097 | 3551 | 23MBL304 | AIR INTAKE SYSTEM | 10 | PCE | Germany |  | 23MBL |  | 41 |  |  | 2321 | S-2321-0036-A-23-3551-00234961-N | 3800 | 2203.065 | 8.03 | 450 | 220 | 210 | Polo 23MBL Erection Material | 22696254 |  | N | N
Polo | FAIST Anlagenbau GmbH Krumbach | TPMC | Material de fijación, sellado, cubrerraíles | fixing Material, Sealing, Coverrails | Cubrerraíl 098 | Coverrail 098 | 3551 | 23MBL304 | AIR INTAKE SYSTEM | 20 | PCE | Germany |  | 23MBL |  | 41 |  |  | 2321 | S-2321-0036-A-23-3551-00234961-N | 3800 | 2203.065 | 24.06 | 450 | 220 | 210 | Polo 23MBL Erection Material | 22696255 |  | N | N
Polo | FAIST Anlagenbau GmbH Krumbach | TPMC | Material de fijación, sellado, cubrerraíles | fixing Material, Sealing, Coverrails | Cubrerraíl 099 | Coverrail 099 | 3551 | 23MBL304 | AIR INTAKE SYSTEM | 12 | PCE | Germany |  | 23MBL |  | 41 |  |  | 2321 | S-2321-0036-A-23-3551-00234961-N | 3800 | 2203.065 | 17.76 | 450 | 220 | 210 | Polo 23MBL Erection Material | 22696256 |  | N | N
Polo | FAIST Anlagenbau GmbH Krumbach | TPMC | Material de fijación, sellado, cubrerraíles | fixing Material, Sealing, Coverrails | Cubrerraíl 094 | Coverrail 094 | 3551 | 23MBL304 | AIR INTAKE SYSTEM | 2 | PCE | Germany |  | 23MBL |  | 41 |  |  | 2321 | S-2321-0036-A-23-3551-00234961-N | 3800 | 2203.065 | 3.762 | 450 | 220 | 210 | Polo 23MBL Erection Material | 22696257 |  | N | N
Polo | FAIST Anlagenbau GmbH Krumbach | TPMC | Material de fijación, sellado, cubrerraíles | fixing Material, Sealing, Coverrails | Cubrerraíl 093 | Coverrail 093 | 3551 | 23MBL304 | AIR INTAKE SYSTEM | 4 | PCE | Germany |  | 23MBL |  | 41 |  |  | 2321 | S-2321-0036-A-23-3551-00234961-N | 3800 | 2203.065 | 5.528 | 450 | 220 | 210 | Polo 23MBL Erection Material | 22696258 |  | N | N
Polo | FAIST Anlagenbau GmbH Krumbach | TPMC | Material de fijación, sellado, cubrerraíles | fixing Material, Sealing, Coverrails | Bostik a 2720 ms | Bostik 2720 MS | 3551 | 23MBL304 | AIR INTAKE SYSTEM | 5 | PCE | Germany |  | 23MBL |  | 41 |  |  | 2321 | S-2321-0036-A-23-3551-00234961-N | 3800 | 2203.065 | 2.25 | 450 | 220 | 210 | Polo 23MBL Erection Material | 22696259 |  | N | N
Polo | FAIST Anlagenbau GmbH Krumbach | TPMC | Material de fijación, sellado, cubrerraíles | fixing Material, Sealing, Coverrails | Tubo INE DN 50mm, 1000mm | Pipe INE DN 50mm, 1000mm | 3551 | 23MBL304 | AIR INTAKE SYSTEM | 55 | PCE | Germany |  | 23MBL |  | 41 |  |  | 2321 | S-2321-0036-A-23-3551-00234961-N | 3800 | 2203.065 | 18.81 | 450 | 220 | 210 | Polo 23MBL Erection Material | 22696260 |  | N | N
Polo | FAIST Anlagenbau GmbH Krumbach | TPMC | Material de fijación, sellado, cubrerraíles | fixing Material, Sealing, Coverrails | 87° Articulación INE DN 50 | 87° Bend INE DN 50 | 3551 | 23MBL304 | AIR INTAKE SYSTEM | 10 | PCE | Germany |  | 23MBL |  | 41 |  |  | 2321 | S-2321-0036-A-23-3551-00234961-N | 3800 | 2203.065 | 0.48 | 450 | 220 | 210 | Polo 23MBL Erection Material | 22696261 |  | N | N
Polo | FAIST Anlagenbau GmbH Krumbach | TPMC | Material de fijación, sellado, cubrerraíles | fixing Material, Sealing, Coverrails | Marca INE DN 50 | T-branch INE DN 50 | 3551 | 23MBL304 | AIR INTAKE SYSTEM | 25 | PCE | Germany |  | 23MBL |  | 41 |  |  | 2321 | S-2321-0036-A-23-3551-00234961-N | 3800 | 2203.065 | 2.05 | 450 | 220 | 210 | Polo 23MBL Erection Material | 22696262 |  | N | N
Polo | FAIST Anlagenbau GmbH Krumbach | TPMC | Material de fijación, sellado, cubrerraíles | fixing Material, Sealing, Coverrails | Enchufe INE DN 50 | Plug socket INE DN 50 | 3551 | 23MBL304 | AIR INTAKE SYSTEM | 10 | PCE | Germany |  | 23MBL |  | 41 |  |  | 2321 | S-2321-0036-A-23-3551-00234961-N | 3800 | 2203.065 | 0.24 | 450 | 220 | 210 | Polo 23MBL Erection Material | 22696263 |  | N | N
Polo | FAIST Anlagenbau GmbH Krumbach | TPMC | Material de fijación, sellado, cubrerraíles | fixing Material, Sealing, Coverrails | Sujeción de tubo DN 50 dent. | Pipe clamp DN 50 verz. | 3551 | 23MBL304 | AIR INTAKE SYSTEM | 15 | PCE | Germany |  | 23MBL |  | 41 |  |  | 2321 | S-2321-0036-A-23-3551-00234961-N | 3800 | 2203.065 | 0.9 | 450 | 220 | 210 | Polo 23MBL Erection Material | 22696264 |  | N | N
Polo | FAIST Anlagenbau GmbH Krumbach | TPMC | Material de fijación, sellado, cubrerraíles | fixing Material, Sealing, Coverrails | manguera 51x3,6mm | hose 51x3,6mm | 3551 | 23MBL304 | AIR INTAKE SYSTEM | 100 | MTR | Germany |  | 23MBL |  | 41 |  |  | 2321 | S-2321-0036-A-23-3551-00234961-N | 3800 | 2203.065 | 45 | 450 | 220 | 210 | Polo 23MBL Erection Material | 22696221 |  | N | N
Polo | FAIST Anlagenbau GmbH Krumbach | TPMC | Material de fijación, sellado, cubrerraíles | fixing Material, Sealing, Coverrails | Pegamento protector N° 81250 | Protector glue No. 81250 | 3551 | 23MBL304 | AIR INTAKE SYSTEM | 20 | PCE | Germany |  | 23MBL |  | 41 |  |  | 2321 | S-2321-0036-A-23-3551-00234961-N | 3800 | 2203.065 | 2 | 450 | 220 | 210 | Polo 23MBL Erection Material | 22696265 |  | N | N
Polo | FAIST Anlagenbau GmbH Krumbach | TPMC | Material de fijación, sellado, cubrerraíles | fixing Material, Sealing, Coverrails | Válvula de comprobación DN50 | Check valve DN50 | 3551 | 23MBL304 | AIR INTAKE SYSTEM | 1 | PCE | Germany |  | 23MBL |  | 41 |  |  | 2321 | S-2321-0036-A-23-3551-00234961-N | 3800 | 2203.065 | 0.426 | 450 | 220 | 210 | Polo 23MBL Erection Material | 22696266 |  | N | N
Polo | FAIST Anlagenbau GmbH Krumbach | TPMC | Material de fijación, sellado, cubrerraíles | fixing Material, Sealing, Coverrails | Perfil de sellado 4210048 | Sealing profile 4210048 | 3551 | 23MBL304 | AIR INTAKE SYSTEM | 4 | MTR | Germany |  | 23MBL |  | 41 |  |  | 2321 | S-2321-0036-A-23-3551-00234961-N | 3800 | 2203.065 | 0.572 | 450 | 220 | 210 | Polo 23MBL Erection Material | 22696222 |  | N | N
Polo | FAIST Anlagenbau GmbH Krumbach | TPMC | Material de fijación, sellado, cubrerraíles | fixing Material, Sealing, Coverrails | Tornillo roscado 6,3x25 A4 | Tapping screw 6,3x25 A4 | 3551 | 23MBL304 | AIR INTAKE SYSTEM | 200 | PCE | Germany |  | 23MBL |  | 41 |  |  | 2321 | S-2321-0036-A-23-3551-00234961-N | 3800 | 2203.065 | 1.58 | 450 | 220 | 210 | Polo 23MBL Erection Material | 22696267 |  | N | N
Polo | FAIST Anlagenbau GmbH Krumbach | TPMC | Material de fijación, sellado, cubrerraíles | fixing Material, Sealing, Coverrails | Clave de semicilindro 50,5/10 | Key halfcylinder 50,5/10 | 3551 | 23MBL304 | AIR INTAKE SYSTEM | 1 | PCE | Germany |  | 23MBL |  | 41 |  |  | 2321 | S-2321-0036-A-23-3551-00234961-N | 3800 | 2203.065 | 0.046 | 450 | 220 | 210 | Polo 23MBL Erection Material | 22696268 |  | N | N
Polo | FAIST Anlagenbau GmbH Krumbach | TPMC | Material de fijación, sellado, cubrerraíles | fixing Material, Sealing, Coverrails | Sujeción de tubo DIN 1593-61 304 | Pipe clamp DIN 1593-61 304 | 3551 | 23MBL304 | AIR INTAKE SYSTEM | 1 | PCE | Germany |  | 23MBL |  | 41 |  |  | 2321 | S-2321-0036-A-23-3551-00234961-N | 3800 | 2203.065 | 0.1 | 450 | 220 | 210 | Polo 23MBL Erection Material | 22696270 |  | N | N
Polo | FAIST Anlagenbau GmbH Krumbach | TPMC | Material de fijación, sellado, cubrerraíles | fixing Material, Sealing, Coverrails | Raíl de montaje DIN EN 60715 Typ TH35-7,5 | mounting rail DIN EN 60715 Typ TH35-7,5 | 3551 | 23MBL304 | AIR INTAKE SYSTEM | 1 | PCE | Germany |  | 23MBL |  | 41 |  |  | 2321 | S-2321-0036-A-23-3551-00234961-N | 3800 | 2203.065 | 0.3 | 450 | 220 | 210 | Polo 23MBL Erection Material | 22696271 |  | N | N
Polo | FAIST Anlagenbau GmbH Krumbach | TPMC | Material de fijación, sellado, cubrerraíles | fixing Material, Sealing, Coverrails | Tornillo rascado 6,3x25 A4 con arandela perforado y sellado | Tapping screw 6,3x25 A4 with drilling & sealing washer | 3551 | 23MBL304 | AIR INTAKE SYSTEM | 180 | PCE | Germany |  | 23MBL |  | 41 |  |  | 2321 | S-2321-0036-A-23-3551-00234961-N | 3800 | 2203.065 | 1.8 | 450 | 220 | 210 | Polo 23MBL Erection Material | 22696272 |  | N | N
Polo | FAIST Anlagenbau GmbH Krumbach | TPMC | Material de fijación, sellado, cubrerraíles | fixing Material, Sealing, Coverrails | Clave de semicilindro 50, 5/10 | Key Halfcylinder 50, 5/10 | 3551 | 23MBL304 | AIR INTAKE SYSTEM | 1 | PCE | Germany |  | 23MBL |  | 41 |  |  | 2321 | S-2321-0036-A-23-3551-00234961-N | 3800 | 2203.065 | 0.046 | 450 | 220 | 210 | Polo 23MBL Erection Material | 22696273 |  | N | N
Polo | FAIST Anlagenbau GmbH Krumbach | TPMC | Material de fijación, sellado, cubrerraíles | fixing Material, Sealing, Coverrails | Sello de goma 40x9mm | Sealing rubber 40x9mm | 3551 | 23MBL304 | AIR INTAKE SYSTEM | 4 | MTR | Germany |  | 23MBL |  | 41 |  |  | 2321 | S-2321-0036-A-23-3551-00234961-N | 3800 | 2203.065 | 0.288 | 450 | 220 | 210 | Polo 23MBL Erection Material | 22696224 |  | N | N
Polo | FAIST Anlagenbau GmbH Krumbach | TPMC | Material de fijación, sellado, cubrerraíles | fixing Material, Sealing, Coverrails | Sello de junta tórica 36,5x3,55 mm | O-Ring sealing 36,5x3,55 mm | 3551 | 23MBL304 | AIR INTAKE SYSTEM | 1 | PCE | Germany |  | 23MBL |  | 41 |  |  | 2321 | S-2321-0036-A-23-3551-00234961-N | 3800 | 2203.065 | 0.01 | 450 | 220 | 210 | Polo 23MBL Erection Material | 22696275 |  | N | N
Polo | FAIST Anlagenbau GmbH Krumbach | TPMC | Material de fijación, sellado, cubrerraíles | fixing Material, Sealing, Coverrails | Tira de sellado 5mm Diám 65° Abierto | Seal strip 5mm Drm. 65° Shore | 3551 | 23MBL304 | AIR INTAKE SYSTEM | 6 | MTR | Germany |  | 23MBL |  | 41 |  |  | 2321 | S-2321-0036-A-23-3551-00234961-N | 3800 | 2203.065 | 0.18 | 450 | 220 | 210 | Polo 23MBL Erection Material | 22696225 |  | N | N
Polo | FAIST Anlagenbau GmbH Krumbach | TPMC | Material de fijación, sellado, cubrerraíles | fixing Material, Sealing, Coverrails | Sello de goma 50x15mm | Sealing rubber 50x15mm | 3551 | 23MBL304 | AIR INTAKE SYSTEM | 12 | MTR | Germany |  | 23MBL |  | 41 |  |  | 2321 | S-2321-0036-A-23-3551-00234961-N | 3800 | 2203.065 | 1.8 | 450 | 220 | 210 | Polo 23MBL Erection Material | 22696226 |  | N | N
Polo | FAIST Anlagenbau GmbH Krumbach | TPMC | Material de fijación, sellado, cubrerraíles | fixing Material, Sealing, Coverrails | Bostik a 2720 ms | Bostik 2720 MS | 3551 | 23MBL304 | AIR INTAKE SYSTEM | 2 | PCE | Germany |  | 23MBL |  | 41 |  |  | 2321 | S-2321-0036-A-23-3551-00234961-N | 3800 | 2203.065 | 0.9 | 450 | 220 | 210 | Polo 23MBL Erection Material | 22696276 |  | N | N
Polo | FAIST Anlagenbau GmbH Krumbach | TPMC | Material de fijación, sellado, cubrerraíles | fixing Material, Sealing, Coverrails | Gel super glue | Super Glue Gel | 3551 | 23MBL304 | AIR INTAKE SYSTEM | 1 | PCE | Germany |  | 23MBL |  | 41 |  |  | 2321 | S-2321-0036-A-23-3551-00234961-N | 3800 | 2203.065 | 0.025 | 450 | 220 | 210 | Polo 23MBL Erection Material | 22696277 |  | N | N
Polo | FAIST Anlagenbau GmbH Krumbach | TPMC | Material de fijación, sellado, cubrerraíles | fixing Material, Sealing, Coverrails | Sujeción de manguera Ø16-27mm / 9mm acero inoxidable | hose clamp Ø16-27mm / 9mm stainless steel | 3551 | 23MBL304 | AIR INTAKE SYSTEM | 1 | PCE | Germany |  | 23MBL |  | 41 |  |  | 2321 | S-2321-0036-A-23-3551-00234961-N | 3800 | 2203.065 | 0.015 | 450 | 220 | 210 | Polo 23MBL Erection Material | 22696278 |  | N | N
Polo | FAIST Anlagenbau GmbH Krumbach | TPMC | Material de fijación, sellado, cubrerraíles | fixing Material, Sealing, Coverrails | manguera / diámetro interior 20-21mm /resistencia de aceite | hose / inside diameter 20-21mm /oil restistent | 3551 | 23MBL304 | AIR INTAKE SYSTEM | 3 | MTR | Germany |  | 23MBL |  | 41 |  |  | 2321 | S-2321-0036-A-23-3551-00234961-N | 3800 | 2203.065 | 1.65 | 450 | 220 | 210 | Polo 23MBL Erection Material | 22696227 |  | N | N
Polo | FAIST Anlagenbau GmbH Krumbach | TPMC | Material de fijación, sellado, cubrerraíles | fixing Material, Sealing, Coverrails | cubo 7 L acero inoxidable | bucket 7 L stainless steel | 3551 | 23MBL304 | AIR INTAKE SYSTEM | 1 | PCE | Germany |  | 23MBL |  | 41 |  |  | 2321 | S-2321-0036-A-23-3551-00234961-N | 3800 | 2203.065 | 1 | 450 | 220 | 210 | Polo 23MBL Erection Material | 22696279 |  | N | N
Polo | FAIST Anlagenbau GmbH Krumbach | TPMC | Material de fijación, sellado, cubrerraíles | fixing Material, Sealing, Coverrails | Sello de goma 100x5mm | sealing rubber 100x5mm | 3551 | 23MBL304 | AIR INTAKE SYSTEM | 10 | MTR | Germany |  | 23MBL |  | 41 |  |  | 2321 | S-2321-0036-A-23-3551-00234961-N | 3800 | 2203.065 | 1 | 450 | 220 | 210 | Polo 23MBL Erection Material | 22696229 |  | N | N
Polo | FAIST Anlagenbau GmbH Krumbach | TPMC | Material de fijación, sellado, cubrerraíles | fixing Material, Sealing, Coverrails | Sello PE 50x5mm SK | sealing PE 50x5mm SK | 3551 | 23MBL304 | AIR INTAKE SYSTEM | 12 | MTR | Germany |  | 23MBL |  | 41 |  |  | 2321 | S-2321-0036-A-23-3551-00234961-N | 3800 | 2203.065 | 0.204 | 450 | 220 | 210 | Polo 23MBL Erection Material | 22696230 |  | N | N
Polo | FAIST Anlagenbau GmbH Krumbach | TPMC | Material de fijación, sellado, cubrerraíles | fixing Material, Sealing, Coverrails | Perfil de sellado 4610099 | sealing profile 4610099 | 3551 | 23MBL304 | AIR INTAKE SYSTEM | 7 | MTR | Germany |  | 23MBL |  | 41 |  |  | 2321 | S-2321-0036-A-23-3551-00234961-N | 3800 | 2203.065 | 1.26 | 450 | 220 | 210 | Polo 23MBL Erection Material | 22696231 |  | N | N
Polo | FAIST Anlagenbau GmbH Krumbach | TPMC | Material de fijación, sellado, cubrerraíles | fixing Material, Sealing, Coverrails | Clave de semicilindro 55,5/10 | Key halfcylinder 55,5/10 | 3551 | 23MBL304 | AIR INTAKE SYSTEM | 1 | PCE | Germany |  | 23MBL |  | 41 |  |  | 2321 | S-2321-0036-A-23-3551-00234961-N | 3800 | 2203.065 | 0.22 | 450 | 220 | 210 | Polo 23MBL Erection Material | 22696280 |  | N | N
Polo | FAIST Anlagenbau GmbH Krumbach | TPMC | Material de fijación, sellado, cubrerraíles | fixing Material, Sealing, Coverrails | Goma de acero inoxidable, búffer, 50-15-4, D=50, H=43 | Rubber stainless steel buffer, 50-15-4, D=50, H=43 | 3551 | 23MBL304 | AIR INTAKE SYSTEM | 240 | PCE | Germany |  | 23MBL |  | 41 |  |  | 2321 | S-2321-0036-A-23-3551-00234961-N | 3800 | 2203.065 | 5.04 | 450 | 220 | 210 | Polo 23MBL Erection Material | 22696281 |  | N | N
Polo | FAIST Anlagenbau GmbH Krumbach | TPMC | Material de fijación, sellado, cubrerraíles | fixing Material, Sealing, Coverrails | Sello PE 5x20mm SK | Sealing PE 5x20mm SK | 3551 | 23MBL304 | AIR INTAKE SYSTEM | 20 | MTR | Germany |  | 23MBL |  | 41 |  |  | 2321 | S-2321-0036-A-23-3551-00234961-N | 3800 | 2203.065 | 0.14 | 450 | 220 | 210 | Polo 23MBL Erection Material | 22696233 |  | N | N
Polo | FAIST Anlagenbau GmbH Krumbach | TPMC | Material de fijación, sellado, cubrerraíles | fixing Material, Sealing, Coverrails | Perfil de sellado 4610099 | Sealing profile 4610099 | 3551 | 23MBL304 | AIR INTAKE SYSTEM | 23 | MTR | Germany |  | 23MBL |  | 41 |  |  | 2321 | S-2321-0036-A-23-3551-00234961-N | 3800 | 2203.065 | 98.9 | 450 | 220 | 210 | Polo 23MBL Erection Material | 22696234 |  | N | N
Polo | FAIST Anlagenbau GmbH Krumbach | TPMC | Material de fijación, sellado, cubrerraíles | fixing Material, Sealing, Coverrails | Tubo del secador DN100 | dryer tube DN100 | 3551 | 23MBL304 | AIR INTAKE SYSTEM | 10 | PCE | Germany |  | 23MBL |  | 41 |  |  | 2321 | S-2321-0036-A-23-3551-00234961-N | 3800 | 2203.065 | 34 | 450 | 220 | 210 | Polo 23MBL Erection Material | 22696286 |  | N | N
Polo | FAIST Anlagenbau GmbH Krumbach | TPMC | Material de fijación, sellado, cubrerraíles | fixing Material, Sealing, Coverrails | Dobladura del tubo del secador 90°DN100 | dryer tube bend 90°DN100 | 3551 | 23MBL304 | AIR INTAKE SYSTEM | 6 | PCE | Germany |  | 23MBL |  | 41 |  |  | 2321 | S-2321-0036-A-23-3551-00234961-N | 3800 | 2203.065 | 6.6 | 450 | 220 | 210 | Polo 23MBL Erection Material | 22696241 |  | N | N
Polo | FAIST Anlagenbau GmbH Krumbach | TPMC | Material de fijación, sellado, cubrerraíles | fixing Material, Sealing, Coverrails | Elemento de sellado DN 100 | Sealing element DN 100 | 3551 | 23MBL304 | AIR INTAKE SYSTEM | 30 | PCE | Germany |  | 23MBL |  | 41 |  |  | 2321 | S-2321-0036-A-23-3551-00234961-N | 3800 | 2203.065 | 0.6 | 450 | 220 | 210 | Polo 23MBL Erection Material | 22696242 |  | N | N
Polo | FAIST Anlagenbau GmbH Krumbach | TPMC | Material de fijación, sellado, cubrerraíles | fixing Material, Sealing, Coverrails | Manguito doble DN100 4.560.100C | double sleeve DN100 4.560.100C | 3551 | 23MBL304 | AIR INTAKE SYSTEM | 4 | PCE | Germany |  | 23MBL |  | 41 |  |  | 2321 | S-2321-0036-A-23-3551-00234961-N | 3800 | 2203.065 | 2.4 | 450 | 220 | 210 | Polo 23MBL Erection Material | 22696243 |  | N | N
Polo | FAIST Anlagenbau GmbH Krumbach | TPMC | Material de fijación, sellado, cubrerraíles | fixing Material, Sealing, Coverrails | Sello Burgmann 63 x 50 mm | Sealing Burgmann 63 x 50 mm | 3551 | 23MBL304 | AIR INTAKE SYSTEM | 12.3 | MTR | Germany |  | 23MBL |  | 41 |  |  | 2321 | S-2321-0036-A-23-3551-00234961-N | 3800 | 2203.065 | 33.21 | 450 | 220 | 210 | Polo 23MBL Erection Material | 22696219 |  | N | N
Polo | FAIST Anlagenbau GmbH Krumbach | TPMC | Elementos de filtrado | Filter Elements | Filtro de bolsillo DS-G4-1/1-6&300 | Pocket Filter DS-G4-1/1-6&300 | 3551 | 23MBL304 | AIR INTAKE SYSTEM | 216 | PCE | Germany |  | 23MBL |  | 5 |  |  | 2321 | S-2321-0037-A-23-3551-00234961-N | 1200 | 307.68 | 307.68 | 370 | 250 | 240 | Polo 23MBL Erection Material | 22696287 |  | N | N
Polo | FAIST Anlagenbau GmbH Krumbach | TPMC | LISTÓN DE AGUANTE | WEATHER LOUVRE | 1 AJUSTE DE TIEMPO LOUVRE (para módulo 1) | 1 SET WEATHER LOUVRE (for 1 Module) | 3551 | 23MBL304 | AIR INTAKE SYSTEM | 2 | SET | Germany |  | 23MBL |  | 6 |  |  | 2321 | S-2321-0038-A-23-3551-00234961-N | 1740 | 1074 | 1074 | 325 | 201 | 188 | Polo 23MBL Erection Material | 22696288 |  | N | N
Polo | FAIST Anlagenbau GmbH Krumbach | TPMC | LISTÓN DE AGUANTE | WEATHER LOUVRE | 1 AJUSTE DE TIEMPO LOUVRE (para módulo 1) | 1 SET WEATHER LOUVRE (for 1 Module) | 3551 | 23MBL304 | AIR INTAKE SYSTEM | 2 | SET | Germany |  | 23MBL |  | 7 |  |  | 2321 | S-2321-0039-A-23-3551-00234961-N | 1705 | 1074 | 1074 | 325 | 201 | 173 | Polo 23MBL Erection Material | 22696289 |  | N | N
Polo | FAIST Anlagenbau GmbH Krumbach | TPMC | LISTÓN DE AGUANTE | WEATHER LOUVRE | 1 AJUSTE DE TIEMPO LOUVRE (para módulo 1) | 1 SET WEATHER LOUVRE (for 1 Module) | 3551 | 23MBL304 | AIR INTAKE SYSTEM | 2 | SET | Germany |  | 23MBL |  | 8 |  |  | 2321 | S-2321-0040-A-23-3551-00234961-N | 1705 | 1074 | 1074 | 325 | 201 | 173 | Polo 23MBL Erection Material | 22696290 |  | N | N
Polo | FAIST Anlagenbau GmbH Krumbach | TPMC | Pantalla de aleta, silenciador del secador, soporte para el silenciador | Bird screen, Silencer for Dryer, Support for Silencer | Lado de ángulo de apriete | Fastening angle -side- | 3551 | 23MBL304 | AIR INTAKE SYSTEM | 114 | PCE | Germany |  | 23MBL |  | 10 |  |  | 2321 | S-2321-0041-A-23-3551-00234961-N | 2600 | 1705.393 | 58.482 | 405 | 250 | 152 | Polo 23MBL Erection Material | 22695583 |  | N | N
Polo | FAIST Anlagenbau GmbH Krumbach | TPMC | Pantalla de aleta, silenciador del secador, soporte para el silenciador | Bird screen, Silencer for Dryer, Support for Silencer | Lado de ángulo de apriete | Fastening angle- side- | 3551 | 23MBL304 | AIR INTAKE SYSTEM | 114 | PCE | Germany |  | 23MBL |  | 10 |  |  | 2321 | S-2321-0041-A-23-3551-00234961-N | 2600 | 1705.393 | 58.482 | 405 | 250 | 152 | Polo 23MBL Erection Material | 22695584 |  | N | N
Polo | FAIST Anlagenbau GmbH Krumbach | TPMC | Pantalla de aleta, silenciador del secador, soporte para el silenciador | Bird screen, Silencer for Dryer, Support for Silencer | Ángulo -parte inferior- | Angle -bottom- | 3551 | 23MBL304 | AIR INTAKE SYSTEM | 48 | PCE | Germany |  | 23MBL |  | 10 |  |  | 2321 | S-2321-0041-A-23-3551-00234961-N | 2600 | 1705.393 | 2.688 | 405 | 250 | 152 | Polo 23MBL Erection Material | 22695585 |  | N | N
Polo | FAIST Anlagenbau GmbH Krumbach | TPMC | Pantalla de aleta, silenciador del secador, soporte para el silenciador | Bird screen, Silencer for Dryer, Support for Silencer | Ángulo -parte superior- | Angle -roof- | 3551 | 23MBL304 | AIR INTAKE SYSTEM | 48 | PCE | Germany |  | 23MBL |  | 10 |  |  | 2321 | S-2321-0041-A-23-3551-00234961-N | 2600 | 1705.393 | 2.688 | 405 | 250 | 152 | Polo 23MBL Erection Material | 22695586 |  | N | N
Polo | FAIST Anlagenbau GmbH Krumbach | TPMC | Pantalla de aleta, silenciador del secador, soporte para el silenciador | Bird screen, Silencer for Dryer, Support for Silencer | Ángulo de arista | edge angle | 3551 | 23MBL304 | AIR INTAKE SYSTEM | 228 | PCE | Germany |  | 23MBL |  | 10 |  |  | 2321 | S-2321-0041-A-23-3551-00234961-N | 2600 | 1705.393 | 25.536 | 405 | 250 | 152 | Polo 23MBL Erection Material | 22695587 |  | N | N
Polo | FAIST Anlagenbau GmbH Krumbach | TPMC | Pantalla de aleta, silenciador del secador, soporte para el silenciador | Bird screen, Silencer for Dryer, Support for Silencer | Ángulo -parte inferior- | angle -bottom- | 3551 | 23MBL304 | AIR INTAKE SYSTEM | 24 | PCE | Germany |  | 23MBL |  | 10 |  |  | 2321 | S-2321-0041-A-23-3551-00234961-N | 2600 | 1705.393 | 14.88 | 405 | 250 | 152 | Polo 23MBL Erection Material | 22695588 |  | N | N
Polo | FAIST Anlagenbau GmbH Krumbach | TPMC | Pantalla de aleta, silenciador del secador, soporte para el silenciador | Bird screen, Silencer for Dryer, Support for Silencer | Ángulo -parte inferior- | angle -bottom- | 3551 | 23MBL304 | AIR INTAKE SYSTEM | 24 | PCE | Germany |  | 23MBL |  | 10 |  |  | 2321 | S-2321-0041-A-23-3551-00234961-N | 2600 | 1705.393 | 14.88 | 405 | 250 | 152 | Polo 23MBL Erection Material | 22695589 |  | N | N
Polo | FAIST Anlagenbau GmbH Krumbach | TPMC | Pantalla de aleta, silenciador del secador, soporte para el silenciador | Bird screen, Silencer for Dryer, Support for Silencer | Ángulo -parte superior- | angle- roof- | 3551 | 23MBL304 | AIR INTAKE SYSTEM | 24 | PCE | Germany |  | 23MBL |  | 10 |  |  | 2321 | S-2321-0041-A-23-3551-00234961-N | 2600 | 1705.393 | 14.88 | 405 | 250 | 152 | Polo 23MBL Erection Material | 22695590 |  | N | N
Polo | FAIST Anlagenbau GmbH Krumbach | TPMC | Pantalla de aleta, silenciador del secador, soporte para el silenciador | Bird screen, Silencer for Dryer, Support for Silencer | Ángulo -parte inferior- | angle -bottom- | 3551 | 23MBL304 | AIR INTAKE SYSTEM | 24 | PCE | Germany |  | 23MBL |  | 10 |  |  | 2321 | S-2321-0041-A-23-3551-00234961-N | 2600 | 1705.393 | 12 | 405 | 250 | 152 | Polo 23MBL Erection Material | 22695591 |  | N | N
Polo | FAIST Anlagenbau GmbH Krumbach | TPMC | Pantalla de aleta, silenciador del secador, soporte para el silenciador | Bird screen, Silencer for Dryer, Support for Silencer | Pantalla Weatherhoods | Bird screen Weatherhoods | 3551 | 23MBL304 | AIR INTAKE SYSTEM | 56 | PCE | Germany |  | 23MBL |  | 10 |  |  | 2321 | S-2321-0041-A-23-3551-00234961-N | 2600 | 1705.393 | 979.328 | 405 | 250 | 152 | Polo 23MBL Erection Material | 22695580 |  | N | N
Polo | FAIST Anlagenbau GmbH Krumbach | TPMC | Pantalla de aleta, silenciador del secador, soporte para el silenciador | Bird screen, Silencer for Dryer, Support for Silencer | Pantalla Weatherhoods | Bird screen Weatherhoods | 3551 | 23MBL304 | AIR INTAKE SYSTEM | 16 | PCE | Germany |  | 23MBL |  | 10 |  |  | 2321 | S-2321-0041-A-23-3551-00234961-N | 2600 | 1705.393 | 184.4 | 405 | 250 | 152 | Polo 23MBL Erection Material | 22695581 |  | N | N
Polo | FAIST Anlagenbau GmbH Krumbach | TPMC | Pantalla de aleta, silenciador del secador, soporte para el silenciador | Bird screen, Silencer for Dryer, Support for Silencer | Pantalla Weatherhoods | Bird screen Weatherhoods | 3551 | 23MBL304 | AIR INTAKE SYSTEM | 16 | PCE | Germany |  | 23MBL |  | 10 |  |  | 2321 | S-2321-0041-A-23-3551-00234961-N | 2600 | 1705.393 | 255.52 | 405 | 250 | 152 | Polo 23MBL Erection Material | 22695582 |  | N | N
Polo | FAIST Anlagenbau GmbH Krumbach | TPMC | Pantalla de aleta, silenciador del secador, soporte para el silenciador | Bird screen, Silencer for Dryer, Support for Silencer | Silenciador del secador | Silencer for Dryer | 3551 | 23MBL304 | AIR INTAKE SYSTEM | 1 | PCE | Germany |  | 23MBL |  | 10 |  |  | 2321 | S-2321-0041-A-23-3551-00234961-N | 2600 | 1705.393 | 49.808 | 405 | 250 | 152 | Polo 23MBL Erection Material | 22695592 |  | N | N
Polo | FAIST Anlagenbau GmbH Krumbach | TPMC | Pantalla de aleta, silenciador del secador, soporte para el silenciador | Bird screen, Silencer for Dryer, Support for Silencer | Soporte para el silenciador | Support for Silencer | 3551 | 23MBL304 | AIR INTAKE SYSTEM | 1 | PCE | Germany |  | 23MBL |  | 10 |  |  | 2321 | S-2321-0041-A-23-3551-00234961-N | 2600 | 1705.393 | 22.953 | 405 | 250 | 152 | Polo 23MBL Erection Material | 22695593 |  | N | N
Polo | FAIST Anlagenbau GmbH Krumbach | TPMC | Pantalla de aleta, silenciador del secador, soporte para el silenciador | Bird screen, Silencer for Dryer, Support for Silencer | Tubo DN 100 | Pipe DN 100 | 3551 | 23MBL304 | AIR INTAKE SYSTEM | 2 | PCE | Germany |  | 23MBL |  | 10 |  |  | 2321 | S-2321-0041-A-23-3551-00234961-N | 2600 | 1705.393 | 8.868 | 405 | 250 | 152 | Polo 23MBL Erection Material | 22695594 |  | N | N
Polo | MUNTERS GmbH Hamburg | TPMC | Deshumidificador desicante MLT 800 HT, incl. 10 m tubo flexible Typ Flexflyte Super, 20m tubo flexible KP-L por puesta en marcha, 2 pcs filtro sustitito M5, 1 pcs documentacion tecnica el espanol |  | Deshumidificador desicante MLT 800 HT, incl. 10 m tubo flexible Typ Flexflyte Super, 20m tubo flexible KP-L por puesta en marcha, 2 pcs filtro sustitito M5, 1 pcs documentacion tecnica el espanol |  | 3551 | 23MBL25AT304 | Air Dryer | 1 | PCE | Sweden | [6 empty] | 2322 | S-2322-0001-A-23-3551-00201067-N | 521 | 185 | 185 | 185 | 145 | 195 | DEROWA6757-MLT800-PoloEnerg | 22333052 |  | N | N
Polo | Braden-Europe B.V. HEERLEN | TPMC | Desviador Pos 1-2-3 Perfiles inferiores | Diverter Pos 1-2-3 Bottom sections | [ID 1] -Parte 01 de carcasa desviador 2376 mm x 2116 mm | [ID 1] - DIVERTER CASING PART 01 2376 mm x 2116 mm | 3571 | 23MBR305 | Stack+Diffusor+Diverter | 1 | PCE | Germany | [6 empty] | 2323 | S-2323-0001-A-23-3571-00263591-N | 16570 | 14760.12 | 1969.85 | 860 | 440 | 400 | 11744-1000-23 | 22729035 | 732690 | N | N
Polo | Braden-Europe B.V. HEERLEN | TPMC | Desviador Pos 1-2-3 Perfiles inferiores | Diverter Pos 1-2-3 Bottom sections | [ID 2] -Parte 02 de carcasa desviador 3929 mm x 1176 mm | [ID 2] - DIVERTER CASING PART 02 3929 mm x 1176 mm | 3571 | 23MBR305 | Stack+Diffusor+Diverter | 1 | PCE | Germany | [6 empty] | 2323 | S-2323-0001-A-23-3571-00263591-N | 16570 | 14760.12 | 6624.65 | 860 | 440 | 400 | 11744-1000-23 | 22729036 | 732690 | N | N
Polo | Braden-Europe B.V. HEERLEN | TPMC | Desviador Pos 1-2-3 Perfiles inferiores | Diverter Pos 1-2-3 Bottom sections | [ID 3] - Parte 03 de carcasa desviador 2378 mm x 1995 mm | [ID 3] - DIVERTER CASING PART 03 2378 mm x 1995 mm | 3571 | 23MBR305 | Stack+Diffusor+Diverter | 1 | PCE | Germany | [6 empty] | 2323 | S-2323-0001-A-23-3571-00263591-N | 16570 | 14760.12 | 6165.62 | 860 | 440 | 400 | 11744-1000-23 | 22729037 | 732690 | N | N
Polo | Braden-Europe B.V. HEERLEN | TPMC | Chapa obturador Parte superior e inferior | Blanking Plate Top & Bottom | [ID 602] - Ensamblaje (Chapa obturador Abajo) | [ID 602] - Assembly (Blanking Plate Bottom) | 3571 | 23MBR305 | Stack+Diffusor+Diverter | 1 | PCE | Germany | [6 empty] | 2323 | S-2323-0002-A-23-3571-00263591-N | 13314 | 13013.65 | 7008.1 | 790 | 420 | 310 | 11744-1000-23 | 22730428 | 730890 | N | N
Polo | Braden-Europe B.V. HEERLEN | TPMC | Chapa obturador Parte superior e inferior | Blanking Plate Top & Bottom | [ID 604] - Ensamblaje (Chapa obturador Lado superior) | [ID 604] - Assembly (Blanking Plate Top) | 3571 | 23MBR305 | Stack+Diffusor+Diverter | 1 | PCE | Germany | [6 empty] | 2323 | S-2323-0002-A-23-3571-00263591-N | 13314 | 13013.65 | 6005.55 | 790 | 420 | 310 | 11744-1000-23 | 22730429 | 730890 | N | N
Polo | Braden-Europe B.V. HEERLEN | TPMC | Desviador manejar sistema-L | Diverter drive system-L | [ID 103] - Ensamblaje (Mitad Estructura de conducción) 1542 mm x 694 mm | [ID 103] - Assembly (Drive Frame Half) 1542 mm x 694 mm | 3571 | 23MBR305 | Stack+Diffusor+Diverter | 2 | PCE | Germany | [6 empty] | 2323 | S-2323-0003-A-23-3571-00263591-N | 3933 | 3595.28 | 2004.04 | 460 | 200 | 120 | 11744-1000-23 | 22729040 | 732690 | N | N
Polo | Braden-Europe B.V. HEERLEN | TPMC | Desviador manejar sistema-L | Diverter drive system-L | [ID 105] -Tuerca hexagonal M24 (incl. 10% extra) | [ID 105] - Hex Nut M24 (incl. extra) | 3571 | 23MBR305 | Stack+Diffusor+Diverter | 60 | PCE | Germany | [6 empty] | 2323 | S-2323-0003-A-23-3571-00263591-N | 3933 | 3595.28 | 6.78 | 460 | 200 | 120 | 11744-1000-23 | 22729041 | 731816 | N | N
Polo | Braden-Europe B.V. HEERLEN | TPMC | Desviador manejar sistema-L | Diverter drive system-L | [ID 106] - Arandela A 25 (incl. 10% extra) | [ID 106] - Washer A 25 (incl. extra) | 3571 | 23MBR305 | Stack+Diffusor+Diverter | 70 | PCE | Germany | [6 empty] | 2323 | S-2323-0003-A-23-3571-00263591-N | 3933 | 3595.28 | 2.26 | 460 | 200 | 120 | 11744-1000-23 | 22729042 | 731822 | N | N
Polo | Braden-Europe B.V. HEERLEN | TPMC | Desviador manejar sistema-L | Diverter drive system-L | [ID 107] - Tornillo hexagonal DIN 931-1 - M24 x 100 - 10.9 Galv. (incl. extra) | [ID 107] - Hex-Head Bolt DIN 931-1 - M24 x 100 - 10.9 Galv. (incl. extra) | 3571 | 23MBR305 | Stack+Diffusor+Diverter | 33 | PCE | Germany | [6 empty] | 2323 | S-2323-0003-A-23-3571-00263591-N | 3933 | 3595.28 | 15.98 | 460 | 200 | 120 | 11744-1000-23 | 22729043 | 731815 | N | N
Polo | Braden-Europe B.V. HEERLEN | TPMC | Desviador manejar sistema-L | Diverter drive system-L | [ID 108] - Primavera-Type Straight Pin 12 x 60 N | [ID 108] - Spring-Type Straight Pin 12 x 60 N | 3571 | 23MBR305 | Stack+Diffusor+Diverter | 8 | PCE | Germany | [6 empty] | 2323 | S-2323-0003-A-23-3571-00263591-N | 3933 | 3595.28 | 0.27 | 460 | 200 | 120 | 11744-1000-23 | 22729044 | 732690 | N | N
Polo | Braden-Europe B.V. HEERLEN | TPMC | Desviador manejar sistema-L | Diverter drive system-L | [ID 109] - Chapa doblado 108 mm x 5 mm | [ID 109] - Bended Plate 108 mm x 5 mm | 3571 | 23MBR305 | Stack+Diffusor+Diverter | 4 | PCE | Germany | [6 empty] | 2323 | S-2323-0003-A-23-3571-00263591-N | 3933 | 3595.28 | 28.89 | 460 | 200 | 120 | 11744-1000-23 | 22729045 | 732690 | N | N
Polo | Braden-Europe B.V. HEERLEN | TPMC | Desviador manejar sistema-L | Diverter drive system-L | [ID 110] - Tubo laminada (anillo de distancia) ø 54 mm t= 1.5 mm | [ID 110] - Rolled Pipe (Distance Ring) ø 54 mm t= 1.5 mm | 3571 | 23MBR305 | Stack+Diffusor+Diverter | 16 | PCE | Germany | [6 empty] | 2323 | S-2323-0003-A-23-3571-00263591-N | 3933 | 3595.28 | 0.4 | 460 | 200 | 120 | 11744-1000-23 | 22729046 | 730490 | N | N
Polo | Braden-Europe B.V. HEERLEN | TPMC | Desviador manejar sistema-L | Diverter drive system-L | [ID 111] - Anillo de retención de eje DIN 471 - 50x2 | [ID 111] - Retaining rings for shaft DIN 471 - 50x2 | 3571 | 23MBR305 | Stack+Diffusor+Diverter | 16 | PCE | Germany | [6 empty] | 2323 | S-2323-0003-A-23-3571-00263591-N | 3933 | 3595.28 | 0.15 | 460 | 200 | 120 | 11744-1000-23 | 22729047 | 722230 | N | N
Polo | Braden-Europe B.V. HEERLEN | TPMC | Desviador manejar sistema-L | Diverter drive system-L | [ID 112] - Eje de conexión ø 50 mm | [ID 112] - Shaft (Connection Shaft) ø 50 mm | 3571 | 23MBR305 | Stack+Diffusor+Diverter | 8 | PCE | Germany | [6 empty] | 2323 | S-2323-0003-A-23-3571-00263591-N | 3933 | 3595.28 | 14.45 | 460 | 200 | 120 | 11744-1000-23 | 22729048 | 722230 | N | N
Polo | Braden-Europe B.V. HEERLEN | TPMC | Desviador manejar sistema-L | Diverter drive system-L | [ID 113] - Pin de seguridad 195 mm x 95 mm | [ID 113] - Locking pin 195 mm x 95 mm | 3571 | 23MBR305 | Stack+Diffusor+Diverter | 2 | PCE | Germany | [6 empty] | 2323 | S-2323-0003-A-23-3571-00263591-N | 3933 | 3595.28 | 72.87 | 460 | 200 | 120 | 11744-1000-23 | 22729049 | 731824 | N | N
Polo | Braden-Europe B.V. HEERLEN | TPMC | Desviador manejar sistema-L | Diverter drive system-L | [ID 114] - Chapa de acero 280 mm x 25 mm | [ID 114] - Plate 280 mm x 25 mm | 3571 | 23MBR305 | Stack+Diffusor+Diverter | 4 | PCE | Germany | [6 empty] | 2323 | S-2323-0003-A-23-3571-00263591-N | 3933 | 3595.28 | 19.13 | 460 | 200 | 120 | 11744-1000-23 | 22729050 | 730890 | N | N
Polo | Braden-Europe B.V. HEERLEN | TPMC | Desviador manejar sistema-L | Diverter drive system-L | [ID 115] - Cilindro de cabeza hueca DIN 912 - M10 x 40 - A4 | [ID 115] - Cylinder Head Cap Screw DIN 912 - M10 x 40 - A4 | 3571 | 23MBR305 | Stack+Diffusor+Diverter | 4 | PCE | Germany | [6 empty] | 2323 | S-2323-0003-A-23-3571-00263591-N | 3933 | 3595.28 | 0.15 | 460 | 200 | 120 | 11744-1000-23 | 22729051 | 731815 | N | N
Polo | Braden-Europe B.V. HEERLEN | TPMC | Desviador manejar sistema-L | Diverter drive system-L | [ID 116] - Ensamblaje (RODAMIENTO ESFÉRICO SPLIT 502) 908 mm x 142 mm | [ID 116] - Assembly (SPLIT SPHERICAL BEARING 502) 908 mm x 142 mm | 3571 | 23MBR305 | Stack+Diffusor+Diverter | 1 | PCE | Germany | [6 empty] | 2323 | S-2323-0003-A-23-3571-00263591-N | 3933 | 3595.28 | 418.92 | 460 | 200 | 120 | 11744-1000-23 | 22729052 | 841199 | N | N
Polo | Braden-Europe B.V. HEERLEN | TPMC | Desviador manejar sistema-L | Diverter drive system-L | [ID 120] - Paquete de Muelles 800mm 50.2kN 250 mm x 250 mm | [ID 120] - SPRING PACKAGE 800mm 50.2kN 250 mm x 250 mm | 3571 | 23MBR305 | Stack+Diffusor+Diverter | 1 | PCE | Germany | [6 empty] | 2323 | S-2323-0003-A-23-3571-00263591-N | 3933 | 3595.28 | 171.01 | 460 | 200 | 120 | 11744-1000-23 | 22729053 | 830710 | N | N
Polo | Braden-Europe B.V. HEERLEN | TPMC | Desviador manejar sistema-L | Diverter drive system-L | [ID 121] - Paquete de Muelles 1550 mm 50.2kN 263 mm x 261 mm | [ID 121] - Spring Package 1550 mm 50.2kN 263 mm x 261 mm | 3571 | 23MBR305 | Stack+Diffusor+Diverter | 1 | PCE | Germany | [6 empty] | 2323 | S-2323-0003-A-23-3571-00263591-N | 3933 | 3595.28 | 209.59 | 460 | 200 | 120 | 11744-1000-23 | 22729054 | 830710 | N | N
Polo | Braden-Europe B.V. HEERLEN | TPMC | Desviador manejar sistema-L | Diverter drive system-L | [ID 123] - Ensamblaje (conexión des muelles) 225 mm x 140 mm | [ID 123] - Assembly (Spring Package Connection) 225 mm x 140 mm | 3571 | 23MBR305 | Stack+Diffusor+Diverter | 2 | PCE | Germany | [6 empty] | 2323 | S-2323-0003-A-23-3571-00263591-N | 3933 | 3595.28 | 52.55 | 460 | 200 | 120 | 11744-1000-23 | 22729055 | 830710 | N | N
Polo | Braden-Europe B.V. HEERLEN | TPMC | Desviador manejar sistema-L | Diverter drive system-L | [ID 124] - Chapa doblado 134 mm x 3 mm | [ID 124] - Bended Plate 134 mm x 3 mm | 3571 | 23MBR305 | Stack+Diffusor+Diverter | 16 | PCE | Germany | [6 empty] | 2323 | S-2323-0003-A-23-3571-00263591-N | 3933 | 3595.28 | 23.82 | 460 | 200 | 120 | 11744-1000-23 | 22729056 | 732690 | N | N
Polo | Braden-Europe B.V. HEERLEN | TPMC | Desviador manejar sistema-L | Diverter drive system-L | [ID 131] - Chapa (chapa el calce) 215 mm x 2 mm | [ID 131] - Plate (Shim Plate) 215 mm x 2 mm | 3571 | 23MBR305 | Stack+Diffusor+Diverter | 8 | PCE | Germany | [6 empty] | 2323 | S-2323-0003-A-23-3571-00263591-N | 3933 | 3595.28 | 12 | 460 | 200 | 120 | 11744-1000-23 | 22729057 | 730890 | N | N
Polo | Braden-Europe B.V. HEERLEN | TPMC | Desviador manejar sistema-L | Diverter drive system-L | [ID 132] - Chapa (chapa el calce) 215 mm x 3 mm | [ID 132] - Plate (Shim Plate) 215 mm x 3 mm | 3571 | 23MBR305 | Stack+Diffusor+Diverter | 8 | PCE | Germany | [6 empty] | 2323 | S-2323-0003-A-23-3571-00263591-N | 3933 | 3595.28 | 18.01 | 460 | 200 | 120 | 11744-1000-23 | 22729058 | 730890 | N | N
Polo | Braden-Europe B.V. HEERLEN | TPMC | Desviador manejar sistema-L | Diverter drive system-L | [ID 133] - Chapa (conexion del rodamiento) 600 mm x 20 mm | [ID 133] - Plate (Bearing Connection) 600 mm x 20 mm | 3571 | 23MBR305 | Stack+Diffusor+Diverter | 2 | PCE | Germany | [6 empty] | 2323 | S-2323-0003-A-23-3571-00263591-N | 3933 | 3595.28 | 315.92 | 460 | 200 | 120 | 11744-1000-23 | 22729059 | 730890 | N | N
Polo | Braden-Europe B.V. HEERLEN | TPMC | Desviador manejar sistema-L | Diverter drive system-L | [ID 141] - Varillaje 150 mm x 130 mm | [ID 141] - LINKAGE ARM 150 mm x 130 mm | 3571 | 23MBR305 | Stack+Diffusor+Diverter | 1 | PCE | Germany | [6 empty] | 2323 | S-2323-0003-A-23-3571-00263591-N | 3933 | 3595.28 | 208.09 | 460 | 200 | 120 | 11744-1000-23 | 22729060 | 732690 | N | N
Polo | Braden-Europe B.V. HEERLEN | TPMC | Desviador manejar sistema-R | Diverter drive system-R | [ID 104] - Ensamblaje (Mitad Estructura de conducción) 1542 mm x 694 mm | [ID 104] - Assembly (Drive Frame Half) 1542 mm x 694 mm | 3571 | 23MBR305 | Stack+Diffusor+Diverter | 2 | PCE | Germany | [6 empty] | 2323 | S-2323-0004-A-23-3571-00263591-N | 3732 | 3576.96 | 2004.04 | 460 | 200 | 120 | 11744-1000-23 | 22729061 | 732690 | N | N
Polo | Braden-Europe B.V. HEERLEN | TPMC | Desviador manejar sistema-R | Diverter drive system-R | [ID 113] - Pin de seguridad 195 mm x 95 mm | [ID 113] - Locking pin 195 mm x 95 mm | 3571 | 23MBR305 | Stack+Diffusor+Diverter | 2 | PCE | Germany | [6 empty] | 2323 | S-2323-0004-A-23-3571-00263591-N | 3732 | 3576.96 | 72.87 | 460 | 200 | 120 | 11744-1000-23 | 22729062 | 731824 | N | N
Polo | Braden-Europe B.V. HEERLEN | TPMC | Desviador manejar sistema-R | Diverter drive system-R | [ID 116] - Ensamblaje (RODAMIENTO ESFÉRICO SPLIT 502) 908 mm x 142 mm | [ID 116] - Assembly (SPLIT SPHERICAL BEARING 502) 908 mm x 142 mm | 3571 | 23MBR305 | Stack+Diffusor+Diverter | 1 | PCE | Germany | [6 empty] | 2323 | S-2323-0004-A-23-3571-00263591-N | 3732 | 3576.96 | 418.92 | 460 | 200 | 120 | 11744-1000-23 | 22729063 | 841199 | N | N
Polo | Braden-Europe B.V. HEERLEN | TPMC | Desviador manejar sistema-R | Diverter drive system-R | [ID 117] - Ensamblaje el soporte 160 mm x 156 mm | [ID 117] - Bracket Assembly 160 mm x 156 mm | 3571 | 23MBR305 | Stack+Diffusor+Diverter | 4 | PCE | Germany | [6 empty] | 2323 | S-2323-0004-A-23-3571-00263591-N | 3732 | 3576.96 | 12.53 | 460 | 200 | 120 | 11744-1000-23 | 22729064 | 730890 | N | N
Polo | Braden-Europe B.V. HEERLEN | TPMC | Desviador manejar sistema-R | Diverter drive system-R | [ID 118] - Arandela muelle A 12 (incl. 10% extra) | [ID 118] - Spring Washer A 12 (incl. 10% extra) | 3571 | 23MBR305 | Stack+Diffusor+Diverter | 9 | PCE | Germany | [6 empty] | 2323 | S-2323-0004-A-23-3571-00263591-N | 3732 | 3576.96 | 0.03 | 460 | 200 | 120 | 11744-1000-23 | 22729065 | 731821 | N | N
Polo | Braden-Europe B.V. HEERLEN | TPMC | Desviador manejar sistema-R | Diverter drive system-R | [ID 119] - Tornillo hexagonal M12 (incl. 10% extra) | [ID 119] - Hex-Head Bolt M12 (incl. 10% extra) | 3571 | 23MBR305 | Stack+Diffusor+Diverter | 9 | PCE | Germany | [6 empty] | 2323 | S-2323-0004-A-23-3571-00263591-N | 3732 | 3576.96 | 0.32 | 460 | 200 | 120 | 11744-1000-23 | 22729066 | 731815 | N | N
Polo | Braden-Europe B.V. HEERLEN | TPMC | Desviador manejar sistema-R | Diverter drive system-R | [ID 120] - Paquete de Muelles 800mm 50.2kN 250 mm x 250 mm | [ID 120] - SPRING PACKAGE 800mm 50.2kN 250 mm x 250 mm | 3571 | 23MBR305 | Stack+Diffusor+Diverter | 1 | PCE | Germany | [6 empty] | 2323 | S-2323-0004-A-23-3571-00263591-N | 3732 | 3576.96 | 171.01 | 460 | 200 | 120 | 11744-1000-23 | 22729067 | 830710 | N | N
Polo | Braden-Europe B.V. HEERLEN | TPMC | Desviador manejar sistema-R | Diverter drive system-R | [ID 121] - Paquete de Muelles 1550 mm 50.2kN 263 mm x 261 mm | [ID 121] - Spring Package 1550 mm 50.2kN 263 mm x 261 mm | 3571 | 23MBR305 | Stack+Diffusor+Diverter | 1 | PCE | Germany | [6 empty] | 2323 | S-2323-0004-A-23-3571-00263591-N | 3732 | 3576.96 | 209.59 | 460 | 200 | 120 | 11744-1000-23 | 22729068 | 830710 | N | N
Polo | Braden-Europe B.V. HEERLEN | TPMC | Desviador manejar sistema-R | Diverter drive system-R | [ID 123] - Ensamblaje (conexión des muelles) 225 mm x 140 mm | [ID 123] - Assembly (Spring Package Connection) 225 mm x 140 mm | 3571 | 23MBR305 | Stack+Diffusor+Diverter | 2 | PCE | Germany | [6 empty] | 2323 | S-2323-0004-A-23-3571-00263591-N | 3732 | 3576.96 | 52.55 | 460 | 200 | 120 | 11744-1000-23 | 22729069 | 830710 | N | N
Polo | Braden-Europe B.V. HEERLEN | TPMC | Desviador manejar sistema-R | Diverter drive system-R | [ID 125] - Chapa doblado 134 mm x 3 mm | [ID 125] - Bended Plate 134 mm x 3 mm | 3571 | 23MBR305 | Stack+Diffusor+Diverter | 16 | PCE | Germany | [6 empty] | 2323 | S-2323-0004-A-23-3571-00263591-N | 3732 | 3576.96 | 15.88 | 460 | 200 | 120 | 11744-1000-23 | 22729070 | 732690 | N | N
Polo | Braden-Europe B.V. HEERLEN | TPMC | Desviador manejar sistema-R | Diverter drive system-R | [ID 126] - Chapa (Chapa de conexión) 60 mm x 10 mm | [ID 126] - Plate (Connection Plate) 60 mm x 10 mm | 3571 | 23MBR305 | Stack+Diffusor+Diverter | 8 | PCE | Germany | [6 empty] | 2323 | S-2323-0004-A-23-3571-00263591-N | 3732 | 3576.96 | 7.44 | 460 | 200 | 120 | 11744-1000-23 | 22729071 | 730890 | N | N
Polo | Braden-Europe B.V. HEERLEN | TPMC | Desviador manejar sistema-R | Diverter drive system-R | [ID 127] - Arandela A 21 (incl. 10% extra) | [ID 127] - Washer A 21 (incl. extra) | 3571 | 23MBR305 | Stack+Diffusor+Diverter | 110 | PCE | Germany | [6 empty] | 2323 | S-2323-0004-A-23-3571-00263591-N | 3732 | 3576.96 | 1.89 | 460 | 200 | 120 | 11744-1000-23 | 22729072 | 731822 | N | N
Polo | Braden-Europe B.V. HEERLEN | TPMC | Desviador manejar sistema-R | Diverter drive system-R | [ID 128] -Tuerca hexagonal M20 (incl. 10% extra) | [ID 128] - Hex Nut M20 (incl. extra) | 3571 | 23MBR305 | Stack+Diffusor+Diverter | 60 | PCE | Germany | [6 empty] | 2323 | S-2323-0004-A-23-3571-00263591-N | 3732 | 3576.96 | 4 | 460 | 200 | 120 | 11744-1000-23 | 22729073 | 731816 | N | N
Polo | Braden-Europe B.V. HEERLEN | TPMC | Desviador manejar sistema-R | Diverter drive system-R | [ID 129] - Arandela muelle A 20 (incl. 10% extra) | [ID 129] - Spring Washer A 20 (incl. extra) | 3571 | 23MBR305 | Stack+Diffusor+Diverter | 18 | PCE | Germany | [6 empty] | 2323 | S-2323-0004-A-23-3571-00263591-N | 3732 | 3576.96 | 0.29 | 460 | 200 | 120 | 11744-1000-23 | 22729074 | 731821 | N | N
Polo | Braden-Europe B.V. HEERLEN | TPMC | Desviador manejar sistema-R | Diverter drive system-R | [ID 130] - Tornillo hexagonal M20 (incl. extra) | [ID 130] - Hex-Head Bolt M20 (incl. extra) | 3571 | 23MBR305 | Stack+Diffusor+Diverter | 17 | PCE | Germany | [6 empty] | 2323 | S-2323-0004-A-23-3571-00263591-N | 3732 | 3576.96 | 5.22 | 460 | 200 | 120 | 11744-1000-23 | 22729075 | 731815 | N | N
Polo | Braden-Europe B.V. HEERLEN | TPMC | Desviador manejar sistema-R | Diverter drive system-R | [ID 131] - Chapa (chapa el calce) 215 mm x 2 mm | [ID 131] - Plate (Shim Plate) 215 mm x 2 mm | 3571 | 23MBR305 | Stack+Diffusor+Diverter | 8 | PCE | Germany | [6 empty] | 2323 | S-2323-0004-A-23-3571-00263591-N | 3732 | 3576.96 | 12 | 460 | 200 | 120 | 11744-1000-23 | 22729076 | 730890 | N | N
Polo | Braden-Europe B.V. HEERLEN | TPMC | Desviador manejar sistema-R | Diverter drive system-R | [ID 132] - Chapa (chapa el calce) 215 mm x 3 mm | [ID 132] - Plate (Shim Plate) 215 mm x 3 mm | 3571 | 23MBR305 | Stack+Diffusor+Diverter | 8 | PCE | Germany | [6 empty] | 2323 | S-2323-0004-A-23-3571-00263591-N | 3732 | 3576.96 | 18.01 | 460 | 200 | 120 | 11744-1000-23 | 22729077 | 730890 | N | N
Polo | Braden-Europe B.V. HEERLEN | TPMC | Desviador manejar sistema-R | Diverter drive system-R | [ID 133] - Chapa (conexion del rodamiento) ) 600 mm x 20 mm | [ID 133] - Plate (Bearing Connection) 600 mm x 20 mm | 3571 | 23MBR305 | Stack+Diffusor+Diverter | 2 | PCE | Germany | [6 empty] | 2323 | S-2323-0004-A-23-3571-00263591-N | 3732 | 3576.96 | 315.92 | 460 | 200 | 120 | 11744-1000-23 | 22729078 | 730890 | N | N
Polo | Braden-Europe B.V. HEERLEN | TPMC | Desviador manejar sistema-R | Diverter drive system-R | [ID 134] - Arandela A 26 (incl. 10% extra) | [ID 134] - Washer 26 (incl. extra) | 3571 | 23MBR305 | Stack+Diffusor+Diverter | 50 | PCE | Germany | [6 empty] | 2323 | S-2323-0004-A-23-3571-00263591-N | 3732 | 3576.96 | 6.95 | 460 | 200 | 120 | 11744-1000-23 | 22729079 | 731822 | N | N
Polo | Braden-Europe B.V. HEERLEN | TPMC | Desviador manejar sistema-R | Diverter drive system-R | [ID 135] - Tornillo hexagonal M24 (incl. extra) | [ID 135] - Hex-Head Bolt M24 (incl. extra) | 3571 | 23MBR305 | Stack+Diffusor+Diverter | 25 | PCE | Germany | [6 empty] | 2323 | S-2323-0004-A-23-3571-00263591-N | 3732 | 3576.96 | 10.69 | 460 | 200 | 120 | 11744-1000-23 | 22729080 | 731815 | N | N
Polo | Braden-Europe B.V. HEERLEN | TPMC | Desviador manejar sistema-R | Diverter drive system-R | [ID 136] - Tornillo hexagonal M20 (incl. extra) | [ID 136] - Hex-Head Bolt M20 (incl. extra) | 3571 | 23MBR305 | Stack+Diffusor+Diverter | 44 | PCE | Germany | [6 empty] | 2323 | S-2323-0004-A-23-3571-00263591-N | 3732 | 3576.96 | 10.78 | 460 | 200 | 120 | 11744-1000-23 | 22729081 | 731815 | N | N
Polo | Braden-Europe B.V. HEERLEN | TPMC | Desviador manejar sistema-R | Diverter drive system-R | [ID 137] - Eje ø50 mm | [ID 137] - SHAFT ø50 mm | 3571 | 23MBR305 | Stack+Diffusor+Diverter | 2 | PCE | Germany | [6 empty] | 2323 | S-2323-0004-A-23-3571-00263591-N | 3732 | 3576.96 | 8.22 | 460 | 200 | 120 | 11744-1000-23 | 22729082 | 722230 | N | N
Polo | Braden-Europe B.V. HEERLEN | TPMC | Desviador manejar sistema-R | Diverter drive system-R | [ID 138] - Chapa de acero 40 mm x 10 mm | [ID 138] - Plate 40 mm x 10 mm | 3571 | 23MBR305 | Stack+Diffusor+Diverter | 4 | PCE | Germany | [6 empty] | 2323 | S-2323-0004-A-23-3571-00263591-N | 3732 | 3576.96 | 1.17 | 460 | 200 | 120 | 11744-1000-23 | 22729083 | 730890 | N | N
Polo | Braden-Europe B.V. HEERLEN | TPMC | Desviador manejar sistema-R | Diverter drive system-R | [ID 139] - Tornillo hexagonal M12 (incl. extra) | [ID 139] - Hex-Head Bolt M12 (incl. extra) | 3571 | 23MBR305 | Stack+Diffusor+Diverter | 10 | PCE | Germany | [6 empty] | 2323 | S-2323-0004-A-23-3571-00263591-N | 3732 | 3576.96 | 0.43 | 460 | 200 | 120 | 11744-1000-23 | 22729084 | 731815 | N | N
Polo | Braden-Europe B.V. HEERLEN | TPMC | Desviador manejar sistema-R | Diverter drive system-R | [ID 140] - Tubo ø56 x 3.6 - DIN 2448 | [ID 140] - Pipe DIN 2448 ø 56.00 mm x 2.00 mm | 3571 | 23MBR305 | Stack+Diffusor+Diverter | 4 | PCE | Germany | [6 empty] | 2323 | S-2323-0004-A-23-3571-00263591-N | 3732 | 3576.96 | 0.36 | 460 | 200 | 120 | 11744-1000-23 | 22729085 | 730490 | N | N
Polo | Braden-Europe B.V. HEERLEN | TPMC | Desviador manejar sistema-R | Diverter drive system-R | [ID 141] - Varillaje 150 mm x 130 mm | [ID 141] - LINKAGE ARM 150 mm x 130 mm | 3571 | 23MBR305 | Stack+Diffusor+Diverter | 1 | PCE | Germany | [6 empty] | 2323 | S-2323-0004-A-23-3571-00263591-N | 3732 | 3576.96 | 208.09 | 460 | 200 | 120 | 11744-1000-23 | 22729086 | 732690 | N | N
Polo | Braden-Europe B.V. HEERLEN | TPMC | Desviador manejar sistema-R | Diverter drive system-R | [ID 142] - Eje ø50 mm | [ID 142] - Shaft ø 50 mm | 3571 | 23MBR305 | Stack+Diffusor+Diverter | 2 | PCE | Germany | [6 empty] | 2323 | S-2323-0004-A-23-3571-00263591-N | 3732 | 3576.96 | 5.51 | 460 | 200 | 120 | 11744-1000-23 | 22729087 | 722230 | N | N
Polo | Braden-Europe B.V. HEERLEN | TPMC | Desviador manejar sistema-R | Diverter drive system-R | [ID 143] - Tubo ø56 x 3.6 - DIN 2448 | [ID 143] - Pipe DIN 2448 ø 60.3 mm x 5 mm | 3571 | 23MBR305 | Stack+Diffusor+Diverter | 4 | PCE | Germany | [6 empty] | 2323 | S-2323-0004-A-23-3571-00263591-N | 3732 | 3576.96 | 0.47 | 460 | 200 | 120 | 11744-1000-23 | 22729088 | 730490 | N | N
Polo | Braden-Europe B.V. HEERLEN | TPMC | Desviador manejar sistema-R | Diverter drive system-R | [ID 144] - Tornillo hexagonal DIN 933 - M12 x 30 (incl. extra) | [ID 144] - Hex-Head Bolt DIN 933 - M12 x 30 (incl. extra) | 3571 | 23MBR305 | Stack+Diffusor+Diverter | 9 | PCE | Germany | [6 empty] | 2323 | S-2323-0004-A-23-3571-00263591-N | 3732 | 3576.96 | 0.38 | 460 | 200 | 120 | 11744-1000-23 | 22729089 | 731815 | N | N
Polo | Braden-Europe B.V. HEERLEN | TPMC | Desviador manejar sistema-R | Diverter drive system-R | [ID 145] - Fijación del eje 40 mmx12 mm | [ID 145] - SHAFT FIXATION 40 mmx12 mm | 3571 | 23MBR305 | Stack+Diffusor+Diverter | 4 | PCE | Germany | [6 empty] | 2323 | S-2323-0004-A-23-3571-00263591-N | 3732 | 3576.96 | 1.4 | 460 | 200 | 120 | 11744-1000-23 | 22729090 | 722230 | N | N
Polo | Braden-Europe B.V. HEERLEN | TPMC | Aislamiento de ensamblaje la palanca | Toggle Insulation Assembly | [ID 102] - Aislamiento de ensamblaje la palanca 3742 mm x 2431 mm | [ID 102] - Toggle Insulation Assembly 3742 mm x 2431 mm | 3571 | 23MBR305 | Stack+Diffusor+Diverter | 1 | PCE | Germany | [6 empty] | 2323 | S-2323-0005-A-23-3571-00263591-N | 4500 | 3760.27 | 3760.27 | 980 | 320 | 260 | 11744-1000-23 | 22729091 | 701939 | N | N
Polo | Braden-Europe B.V. HEERLEN | TPMC | Aislamiento Desviador & Chapa obturador | Insulation for Diverter & Blanking Plate | [ID 374] Aislamiento térmico 1½" 610 mm x 38 mm | [ID 374] - INSULATION MATERIAL 1½" 610 mmx38 mm | 3571 | 23MBR305 | Stack+Diffusor+Diverter | 1 | PCE | Germany | [6 empty] | 2323 | S-2323-0006-A-23-3571-00263591-N | 2554 | 1554.32 | 14.5 | 560 | 220 | 210 | 11744-1000-23 | 22729094 | 701939 | N | N
Polo | Braden-Europe B.V. HEERLEN | TPMC | Aislamiento Desviador & Chapa obturador | Insulation for Diverter & Blanking Plate | [ID 513] - Aislamiento térmico 1½" 610 mm x 38 mm | [ID 513] - INSULATION MATERIAL 1½" 610 mmx38 mm | 3571 | 23MBR305 | Stack+Diffusor+Diverter | 14 | PCE | Germany | [6 empty] | 2323 | S-2323-0006-A-23-3571-00263591-N | 2554 | 1554.32 | 104.12 | 560 | 220 | 210 | 11744-1000-23 | 22729095 | 701939 | N | N
Polo | Braden-Europe B.V. HEERLEN | TPMC | Aislamiento Desviador & Chapa obturador | Insulation for Diverter & Blanking Plate | [ID 565] - Aislamiento térmico 1½" 610 mm x 38 mm | [ID 565] - INSULATION MATERIAL 1½" 610 mm x 38 mm | 3571 | 23MBR305 | Stack+Diffusor+Diverter | 4 | PCE | Germany | [6 empty] | 2323 | S-2323-0006-A-23-3571-00263591-N | 2554 | 1554.32 | 58.1 | 560 | 220 | 210 | 11744-1000-23 | 22729096 | 701939 | N | N
Polo | Braden-Europe B.V. HEERLEN | TPMC | Aislamiento Desviador & Chapa obturador | Insulation for Diverter & Blanking Plate | [ID 566] - Aislamiento térmico 2" 610 mm x 50.8 mm | [ID 566] - INSULATION MATERIAL 2" 610 mm x 50.8 mm | 3571 | 23MBR305 | Stack+Diffusor+Diverter | 4 | PCE | Germany | [6 empty] | 2323 | S-2323-0006-A-23-3571-00263591-N | 2554 | 1554.32 | 58.1 | 560 | 220 | 210 | 11744-1000-23 | 22729097 | 701939 | N | N
Polo | Braden-Europe B.V. HEERLEN | TPMC | Aislamiento Desviador & Chapa obturador | Insulation for Diverter & Blanking Plate | [ID 59] Aislamiento térmico 1½" 610 mm x 38 mm | [ID 59] - INSULATION MATERIAL 1½" 610 mm x 38 mm | 3571 | 23MBR305 | Stack+Diffusor+Diverter | 40 | PCE | Germany | [6 empty] | 2323 | S-2323-0006-A-23-3571-00263591-N | 2554 | 1554.32 | 580 | 560 | 220 | 210 | 11744-1000-23 | 22729092 | 701939 | N | N
Polo | Braden-Europe B.V. HEERLEN | TPMC | Aislamiento Desviador & Chapa obturador | Insulation for Diverter & Blanking Plate | [ID 600]- Aislamiento térmico 1½" | [ID 600] - INSULATION MATERIAL 1½" | 3571 | 23MBR305 | Stack+Diffusor+Diverter | 8 | PCE | Germany | [6 empty] | 2323 | S-2323-0006-A-23-3571-00263591-N | 2554 | 1554.32 | 116 | 560 | 220 | 210 | 11744-1000-23 | 22729098 | 701939 | N | N
Polo | Braden-Europe B.V. HEERLEN | TPMC | Aislamiento Desviador & Chapa obturador | Insulation for Diverter & Blanking Plate | [ID 601]- Aislamiento térmico 2" | [ID 601] - INSULATION MATERIAL 2" | 3571 | 23MBR305 | Stack+Diffusor+Diverter | 7 | PCE | Germany | [6 empty] | 2323 | S-2323-0006-A-23-3571-00263591-N | 2554 | 1554.32 | 101.5 | 560 | 220 | 210 | 11744-1000-23 | 22729099 | 701939 | N | N
Polo | Braden-Europe B.V. HEERLEN | TPMC | Aislamiento Desviador & Chapa obturador | Insulation for Diverter & Blanking Plate | [ID 60] Aislamiento térmico 2" 610 mm x 50.8 mm | [ID 60] - INSULATION MATERIAL 2" 610 mm x 50.8 mm | 3571 | 23MBR305 | Stack+Diffusor+Diverter | 36 | PCE | Germany | [6 empty] | 2323 | S-2323-0006-A-23-3571-00263591-N | 2554 | 1554.32 | 522 | 560 | 220 | 210 | 11744-1000-23 | 22729093 | 701939 | N | N
Polo | Braden-Europe B.V. HEERLEN | TPMC | Desviador | Diverter & BP Field parts and insulation | [ID 12] - Parte 12 de carcasa desviador 825 mm x 743 mm | [ID 12] - DIVERTER CASING PART 12 825 mm x 743 mm | 3571 | 23MBR305 | Stack+Diffusor+Diverter | 1 | PCE | Germany | [6 empty] | 2323 | S-2323-0007-A-23-3571-00263591-N | 9889 | 6759.38 | 211.96 | 560 | 220 | 210 | 11744-1000-23 | 22729158 | 732690 | N | N
Polo | Braden-Europe B.V. HEERLEN | TPMC | Desviador | Diverter & BP Field parts and insulation | [ID 13] - Parte 13 de carcasa desviador 825 mm x 743 mm | [ID 13] - DIVERTER CASING PART 13 825 mm x 743 mm | 3571 | 23MBR305 | Stack+Diffusor+Diverter | 1 | PCE | Germany | [6 empty] | 2323 | S-2323-0007-A-23-3571-00263591-N | 9889 | 6759.38 | 211.94 | 560 | 220 | 210 | 11744-1000-23 | 22729159 | 732690 | N | N
Polo | Braden-Europe B.V. HEERLEN | TPMC | Desviador | Diverter & BP Field parts and insulation | [ID 148] - Arandela A 10.5 | [ID 148] - Washer A 10.5 | 3571 | 23MBR305 | Stack+Diffusor+Diverter | 8 | PCE | Germany | [6 empty] | 2323 | S-2323-0007-A-23-3571-00263591-N | 9889 | 6759.38 | 0.03 | 560 | 220 | 210 | 11744-1000-23 | 22729287 | 731822 | N | N
Polo | Braden-Europe B.V. HEERLEN | TPMC | Desviador | Diverter & BP Field parts and insulation | [ID 149] - Tornillo hexagonal M10 | [ID 149] - Hex-Head Bolt M10 | 3571 | 23MBR305 | Stack+Diffusor+Diverter | 4 | PCE | Germany | [6 empty] | 2323 | S-2323-0007-A-23-3571-00263591-N | 9889 | 6759.38 | 0.1 | 560 | 220 | 210 | 11744-1000-23 | 22729288 | 731815 | N | N
Polo | Braden-Europe B.V. HEERLEN | TPMC | Desviador | Diverter & BP Field parts and insulation | [ID 150] -Tuerca hexagonal M10 (incl. 10% extra) | [ID 150] - Hex Nut M10 | 3571 | 23MBR305 | Stack+Diffusor+Diverter | 4 | PCE | Germany | [6 empty] | 2323 | S-2323-0007-A-23-3571-00263591-N | 9889 | 6759.38 | 0.05 | 560 | 220 | 210 | 11744-1000-23 | 22729289 | 731816 | N | N
Polo | Braden-Europe B.V. HEERLEN | TPMC | Desviador | Diverter & BP Field parts and insulation | [ID 152] - Aire de barrera DN350 (Boiler Side) 389 mmx505 mm | [ID 152] - SEAL AIR DN350 (Boiler Side) 389 mmx505 mm | 3571 | 23MBR305 | Stack+Diffusor+Diverter | 1 | PCE | Germany | [6 empty] | 2323 | S-2323-0007-A-23-3571-00263591-N | 9889 | 6759.38 | 51.54 | 560 | 220 | 210 | 11744-1000-23 | 22729290 | 841451 | N | N
Polo | Braden-Europe B.V. HEERLEN | TPMC | Desviador | Diverter & BP Field parts and insulation | [ID 153] - Aire de barrera DN350 (ByPass Side 45º) 389 mmx505 mm | [ID 153] - SEAL AIR DN350 (ByPass Side 45º) 389 mmx505 mm | 3571 | 23MBR305 | Stack+Diffusor+Diverter | 1 | PCE | Germany | [6 empty] | 2323 | S-2323-0007-A-23-3571-00263591-N | 9889 | 6759.38 | 64.81 | 560 | 220 | 210 | 11744-1000-23 | 22729291 | 841451 | N | N
Polo | Braden-Europe B.V. HEERLEN | TPMC | Desviador | Diverter & BP Field parts and insulation | [ID 157] - Tubo de conexion DN350 - Ø505 mm x 62 mm | [ID 157] - CONNECTION PIPE DN350 - Ø505 mm x 62 mm | 3571 | 23MBR305 | Stack+Diffusor+Diverter | 2 | PCE | Germany | [6 empty] | 2323 | S-2323-0007-A-23-3571-00263591-N | 9889 | 6759.38 | 20.06 | 560 | 220 | 210 | 11744-1000-23 | 22729292 | 730490 | N | N
Polo | Braden-Europe B.V. HEERLEN | TPMC | Desviador | Diverter & BP Field parts and insulation | [ID 171] - El soporto de montaje para Aire de barrera 700 mm x 100 mm | [ID 171] - SEAL AIR SUPPORT 700 mm x 100 mm | 3571 | 23MBR305 | Stack+Diffusor+Diverter | 5 | PCE | Germany | [6 empty] | 2323 | S-2323-0007-A-23-3571-00263591-N | 9889 | 6759.38 | 120.38 | 560 | 220 | 210 | 11744-1000-23 | 22729293 | 730890 | N | N
Polo | Braden-Europe B.V. HEERLEN | TPMC | Desviador | Diverter & BP Field parts and insulation | [ID 197] - Chapa (Barra de sujeción) 25 mm x 4 mm | [ID 197] - CLAMPING BAR 25 mmx4 mm | 3571 | 23MBR305 | Stack+Diffusor+Diverter | 8 | PCE | Germany | [6 empty] | 2323 | S-2323-0007-A-23-3571-00263591-N | 9889 | 6759.38 | 1.75 | 560 | 220 | 210 | 11744-1000-23 | 22729294 | 820570 | N | N
Polo | Braden-Europe B.V. HEERLEN | TPMC | Desviador | Diverter & BP Field parts and insulation | [ID 198] - Chapa (Barra de sujeción) 25 mm x 4 mm | [ID 198] - CLAMPING BAR 25 mmx4 mm | 3571 | 23MBR305 | Stack+Diffusor+Diverter | 12 | PCE | Germany | [6 empty] | 2323 | S-2323-0007-A-23-3571-00263591-N | 9889 | 6759.38 | 3.52 | 560 | 220 | 210 | 11744-1000-23 | 22729295 | 820570 | N | N
Polo | Braden-Europe B.V. HEERLEN | TPMC | Desviador | Diverter & BP Field parts and insulation | [ID 199] - Chapa (Barra de sujeción) 25 mm x 4 mm | [ID 199] - CLAMPING BAR 25 mmx4 mm | 3571 | 23MBR305 | Stack+Diffusor+Diverter | 4 | PCE | Germany | [6 empty] | 2323 | S-2323-0007-A-23-3571-00263591-N | 9889 | 6759.38 | 1.47 | 560 | 220 | 210 | 11744-1000-23 | 22729140 | 820570 | N | N
Polo | Braden-Europe B.V. HEERLEN | TPMC | Desviador | Diverter & BP Field parts and insulation | [ID 200] - Chapa (Barra de sujeción) 25 mm x 4 mm | [ID 200] - CLAMPING BAR 25 mmx4 mm | 3571 | 23MBR305 | Stack+Diffusor+Diverter | 128 | PCE | Germany | [6 empty] | 2323 | S-2323-0007-A-23-3571-00263591-N | 9889 | 6759.38 | 56.69 | 560 | 220 | 210 | 11744-1000-23 | 22729141 | 820570 | N | N
Polo | Braden-Europe B.V. HEERLEN | TPMC | Desviador | Diverter & BP Field parts and insulation | [ID 2017] - Arandela A 17 (incl. 10% extra) | [ID 2017] - Washer (incl. 10% extra) | 3571 | 23MBR305 | Stack+Diffusor+Diverter | 20 | PCE | Germany | [6 empty] | 2323 | S-2323-0007-A-23-3571-00263591-N | 9889 | 6759.38 | 0.22 | 560 | 220 | 210 | 11744-1000-23 | 22729153 | 731822 | N | N
Polo | Braden-Europe B.V. HEERLEN | TPMC | Desviador | Diverter & BP Field parts and insulation | [ID 2017] - Arandela A 17 (incl. 10% extra) | [ID 2018] - Washer (incl. 10% extra) | 3571 | 23MBR305 | Stack+Diffusor+Diverter | 102 | PCE | Germany | [6 empty] | 2323 | S-2323-0007-A-23-3571-00263591-N | 9889 | 6759.38 | 4.17 | 560 | 220 | 210 | 11744-1000-23 | 22729154 | 731822 | N | N
Polo | Braden-Europe B.V. HEERLEN | TPMC | Desviador | Diverter & BP Field parts and insulation | [ID 2019] - Tornillo hexagonal (incl. 10% extra) | [ID 2019] - Hex-Head Bolt (incl. 10% extra) | 3571 | 23MBR305 | Stack+Diffusor+Diverter | 61 | PCE | Germany | [6 empty] | 2323 | S-2323-0007-A-23-3571-00263591-N | 9889 | 6759.38 | 6.1 | 560 | 220 | 210 | 11744-1000-23 | 22729155 | 731815 | N | N
Polo | Braden-Europe B.V. HEERLEN | TPMC | Desviador | Diverter & BP Field parts and insulation | [ID 201] - Chapa de sellado156 mmx0.8 mm | [ID 201] - SEAL PLATE 156 mmx0.8 mm | 3571 | 23MBR305 | Stack+Diffusor+Diverter | 4 | PCE | Germany | [6 empty] | 2323 | S-2323-0007-A-23-3571-00263591-N | 9889 | 6759.38 | 1.36 | 560 | 220 | 210 | 11744-1000-23 | 22729142 | 730890 | N | N
Polo | Braden-Europe B.V. HEERLEN | TPMC | Desviador | Diverter & BP Field parts and insulation | [ID 202] - Chapa de sellado 176 mmx0.8 mm | [ID 202] - SEAL PLATE 176 mmx0.8 mm | 3571 | 23MBR305 | Stack+Diffusor+Diverter | 4 | PCE | Germany | [6 empty] | 2323 | S-2323-0007-A-23-3571-00263591-N | 9889 | 6759.38 | 1.54 | 560 | 220 | 210 | 11744-1000-23 | 22729161 | 730890 | N | N
Polo | Braden-Europe B.V. HEERLEN | TPMC | Desviador | Diverter & BP Field parts and insulation | [ID 2020] -Tuerca hexagonal M16 (incl. 10% extra) | [ID 2020] - Hex Nut (incl. 10% extra) | 3571 | 23MBR305 | Stack+Diffusor+Diverter | 61 | PCE | Germany | [6 empty] | 2323 | S-2323-0007-A-23-3571-00263591-N | 9889 | 6759.38 | 2.1 | 560 | 220 | 210 | 11744-1000-23 | 22729156 | 731816 | N | N
Polo | Braden-Europe B.V. HEERLEN | TPMC | Desviador | Diverter & BP Field parts and insulation | [ID 203] - Chapa de sellado 136 mmx0.8 mm | [ID 203] - SEAL PLATE 136 mmx0.8 mm | 3571 | 23MBR305 | Stack+Diffusor+Diverter | 4 | PCE | Germany | [6 empty] | 2323 | S-2323-0007-A-23-3571-00263591-N | 9889 | 6759.38 | 1.55 | 560 | 220 | 210 | 11744-1000-23 | 22729162 | 730890 | N | N
Polo | Braden-Europe B.V. HEERLEN | TPMC | Desviador | Diverter & BP Field parts and insulation | [ID 204] - Chapa de sellado 156 mmx0.8 mm | [ID 204] - SEAL PLATE 156 mmx0.8 mm | 3571 | 23MBR305 | Stack+Diffusor+Diverter | 4 | PCE | Germany | [6 empty] | 2323 | S-2323-0007-A-23-3571-00263591-N | 9889 | 6759.38 | 1.78 | 560 | 220 | 210 | 11744-1000-23 | 22729163 | 730890 | N | N
Polo | Braden-Europe B.V. HEERLEN | TPMC | Desviador | Diverter & BP Field parts and insulation | [ID 205] - Chapa de sellado 176 mmx0.8 mm | [ID 205] - SEAL PLATE 176 mmx0.8 mm | 3571 | 23MBR305 | Stack+Diffusor+Diverter | 4 | PCE | Germany | [6 empty] | 2323 | S-2323-0007-A-23-3571-00263591-N | 9889 | 6759.38 | 2.01 | 560 | 220 | 210 | 11744-1000-23 | 22729164 | 730890 | N | N
Polo | Braden-Europe B.V. HEERLEN | TPMC | Desviador | Diverter & BP Field parts and insulation | [ID 206] - Chapa de sellado 136 mmx0.8 mm | [ID 206] - SEAL PLATE 136 mmx0.8 mm | 3571 | 23MBR305 | Stack+Diffusor+Diverter | 4 | PCE | Germany | [6 empty] | 2323 | S-2323-0007-A-23-3571-00263591-N | 9889 | 6759.38 | 1.9 | 560 | 220 | 210 | 11744-1000-23 | 22729165 | 730890 | N | N
Polo | Braden-Europe B.V. HEERLEN | TPMC | Desviador | Diverter & BP Field parts and insulation | [ID 207] - Chapa de sellado 136 mmx0.5 mm | [ID 207] - SEAL PLATE 136 mmx0.5 mm | 3571 | 23MBR305 | Stack+Diffusor+Diverter | 56 | PCE | Germany | [6 empty] | 2323 | S-2323-0007-A-23-3571-00263591-N | 9889 | 6759.38 | 19.79 | 560 | 220 | 210 | 11744-1000-23 | 22729166 | 730890 | N | N
Polo | Braden-Europe B.V. HEERLEN | TPMC | Desviador | Diverter & BP Field parts and insulation | [ID 208] - Chapa de sellado 136 mmx0.8 mm | [ID 208] - SEAL PLATE 136 mmx0.8 mm | 3571 | 23MBR305 | Stack+Diffusor+Diverter | 8 | PCE | Germany | [6 empty] | 2323 | S-2323-0007-A-23-3571-00263591-N | 9889 | 6759.38 | 4.52 | 560 | 220 | 210 | 11744-1000-23 | 22729167 | 730890 | N | N
Polo | Braden-Europe B.V. HEERLEN | TPMC | Desviador | Diverter & BP Field parts and insulation | [ID 209] - Chapa de sellado 156 mmx0.5 mm | [ID 209] - SEAL PLATE 156 mmx0.5 mm | 3571 | 23MBR305 | Stack+Diffusor+Diverter | 32 | PCE | Germany | [6 empty] | 2323 | S-2323-0007-A-23-3571-00263591-N | 9889 | 6759.38 | 13 | 560 | 220 | 210 | 11744-1000-23 | 22729168 | 730890 | N | N
Polo | Braden-Europe B.V. HEERLEN | TPMC | Desviador | Diverter & BP Field parts and insulation | [ID 2100] - Shaft (Blade Bearing) ø 98 mm | [ID 2100] - Shaft (Blade Bearing) ø 98 mm | 3571 | 23MBR305 | Stack+Diffusor+Diverter | 2 | PCE | Germany | [6 empty] | 2323 | S-2323-0007-A-23-3571-00263591-N | 9889 | 6759.38 | 44.65 | 560 | 220 | 210 | 11744-1000-23 | 22729157 | 722230 | N | N
Polo | Braden-Europe B.V. HEERLEN | TPMC | Desviador | Diverter & BP Field parts and insulation | [ID 2101] - Chapa de acero ( Chapa de bloqueo ) 50 mm x 12 mm | [ID 2101] - Plate ( Locking Plate ) 50 mm x 12 mm | 3571 | 23MBR305 | Stack+Diffusor+Diverter | 4 | PCE | Germany | [6 empty] | 2323 | S-2323-0007-A-23-3571-00263591-N | 9889 | 6759.38 | 2.12 | 560 | 220 | 210 | 11744-1000-23 | 22729243 | 730890 | N | N
Polo | Braden-Europe B.V. HEERLEN | TPMC | Desviador | Diverter & BP Field parts and insulation | [ID 2102] - Sello de flecha de eje ø30 (Chapa frontal) ø 130 mm / 45 mm t= 12 mm | [ID 2102] - Shaft Seal ø30 (Front Plate) ø 130 mm / 45 mm t= 12 mm | 3571 | 23MBR305 | Stack+Diffusor+Diverter | 1 | PCE | Germany | [6 empty] | 2323 | S-2323-0007-A-23-3571-00263591-N | 9889 | 6759.38 | 1.05 | 560 | 220 | 210 | 11744-1000-23 | 22729244 | 722230 | N | N
Polo | Braden-Europe B.V. HEERLEN | TPMC | Desviador | Diverter & BP Field parts and insulation | [ID 2105] - Sello de flecha de eje ø30 (Chapa central) ø 82 mm / 45 mm t= 12 mm | [ID 2105] - Shaft Seal ø30 (Middle Plate) ø 82 mm / 45 mm t= 12 mm | 3571 | 23MBR305 | Stack+Diffusor+Diverter | 1 | PCE | Germany | [6 empty] | 2323 | S-2323-0007-A-23-3571-00263591-N | 9889 | 6759.38 | 0.31 | 560 | 220 | 210 | 11744-1000-23 | 22729245 | 722230 | N | N
Polo | Braden-Europe B.V. HEERLEN | TPMC | Desviador | Diverter & BP Field parts and insulation | [ID 2106] - Chapa de sellado ø30 ø 62 mm / 30 mm t= 0.5 mm | [ID 2106] - Seal Plate ø30 ø 62 mm / 30 mm t= 0.5 mm | 3571 | 23MBR305 | Stack+Diffusor+Diverter | 4 | PCE | Germany | [6 empty] | 2323 | S-2323-0007-A-23-3571-00263591-N | 9889 | 6759.38 | 0.04 | 560 | 220 | 210 | 11744-1000-23 | 22729246 | 730890 | N | N
Polo | Braden-Europe B.V. HEERLEN | TPMC | Desviador | Diverter & BP Field parts and insulation | [ID 2107] -Ensamblaje (Shaft Seal Back Side) ø30 130 mm x 61 mm | [ID 2107] - Assembly (Shaft Seal Back Side) ø30 130 mm x 61 mm | 3571 | 23MBR305 | Stack+Diffusor+Diverter | 1 | PCE | Germany | [6 empty] | 2323 | S-2323-0007-A-23-3571-00263591-N | 9889 | 6759.38 | 1.14 | 560 | 220 | 210 | 11744-1000-23 | 22729247 | 732690 | N | N
Polo | Braden-Europe B.V. HEERLEN | TPMC | Desviador | Diverter & BP Field parts and insulation | [ID 2108] - Chapa de sellado ø30 ø 74 mm / 42 mm t= 0.5 mm | [ID 2108] - Seal Plate ø30 ø 74 mm / 42 mm t= 0.5 mm | 3571 | 23MBR305 | Stack+Diffusor+Diverter | 2 | PCE | Germany | [6 empty] | 2323 | S-2323-0007-A-23-3571-00263591-N | 9889 | 6759.38 | 0.02 | 560 | 220 | 210 | 11744-1000-23 | 22729248 | 730890 | N | N
Polo | Braden-Europe B.V. HEERLEN | TPMC | Desviador | Diverter & BP Field parts and insulation | [ID 2109] - Cojinete de Brida ø30 ø 100 mm / 31 mm | [ID 2109] - FLANGE BEARING ø30 ø 100 mm / 31 mm | 3571 | 23MBR305 | Stack+Diffusor+Diverter | 1 | PCE | Germany | [6 empty] | 2323 | S-2323-0007-A-23-3571-00263591-N | 9889 | 6759.38 | 1.02 | 560 | 220 | 210 | 11744-1000-23 | 22729249 | 730721 | N | N
Polo | Braden-Europe B.V. HEERLEN | TPMC | Desviador | Diverter & BP Field parts and insulation | [ID 210] - Chapa de sellado 176 mmx0.8 mm | [ID 210] - SEAL PLATE 176 mmx0.8 mm | 3571 | 23MBR305 | Stack+Diffusor+Diverter | 32 | PCE | Germany | [6 empty] | 2323 | S-2323-0007-A-23-3571-00263591-N | 9889 | 6759.38 | 23.51 | 560 | 220 | 210 | 11744-1000-23 | 22729169 | 730890 | N | N
Polo | Braden-Europe B.V. HEERLEN | TPMC | Desviador | Diverter & BP Field parts and insulation | [ID 2110] - Tornillo hexagonal M10 (incl. 10% extra) | [ID 2110] - Hex-Head Bolt M10 (incl. 10% extra) | 3571 | 23MBR305 | Stack+Diffusor+Diverter | 4 | PCE | Germany | [6 empty] | 2323 | S-2323-0007-A-23-3571-00263591-N | 9889 | 6759.38 | 0.16 | 560 | 220 | 210 | 11744-1000-23 | 22729250 | 731815 | N | N
Polo | Braden-Europe B.V. HEERLEN | TPMC | Desviador | Diverter & BP Field parts and insulation | [ID 2111] - Arandela A 10.5 (incl. 10% extra) | [ID 2111] - Washer A 10.5 (incl. 10% extra) | 3571 | 23MBR305 | Stack+Diffusor+Diverter | 4 | PCE | Germany | [6 empty] | 2323 | S-2323-0007-A-23-3571-00263591-N | 9889 | 6759.38 | 0.01 | 560 | 220 | 210 | 11744-1000-23 | 22729251 | 731822 | N | N
Polo | Braden-Europe B.V. HEERLEN | TPMC | Desviador | Diverter & BP Field parts and insulation | [ID 2112] - Arandela muelle A 10 (incl. 10% extra) | [ID 2112] - Spring Washer A 10 (incl. 10% extra) | 3571 | 23MBR305 | Stack+Diffusor+Diverter | 4 | PCE | Germany | [6 empty] | 2323 | S-2323-0007-A-23-3571-00263591-N | 9889 | 6759.38 | 0.01 | 560 | 220 | 210 | 11744-1000-23 | 22729252 | 731821 | N | N
Polo | Braden-Europe B.V. HEERLEN | TPMC | Desviador | Diverter & BP Field parts and insulation | [ID 2113] -Tuerca hexagonal M10 (incl. 10% extra) | [ID 2113] - Hex Nut M10 (incl. 10% extra) | 3571 | 23MBR305 | Stack+Diffusor+Diverter | 4 | PCE | Germany | [6 empty] | 2323 | S-2323-0007-A-23-3571-00263591-N | 9889 | 6759.38 | 0.05 | 560 | 220 | 210 | 11744-1000-23 | 22729253 | 731816 | N | N
Polo | Braden-Europe B.V. HEERLEN | TPMC | Desviador | Diverter & BP Field parts and insulation | [ID 211] - muelle de empuje 120 mmx0.5 mm | [ID 211] - BIAS SPRING 120 mmx0.5 mm | 3571 | 23MBR305 | Stack+Diffusor+Diverter | 8 | PCE | Germany | [6 empty] | 2323 | S-2323-0007-A-23-3571-00263591-N | 9889 | 6759.38 | 1.63 | 560 | 220 | 210 | 11744-1000-23 | 22729170 | 830710 | N | N
Polo | Braden-Europe B.V. HEERLEN | TPMC | Desviador | Diverter & BP Field parts and insulation | [ID 212] - muelle de empuje 126 mmx0.5 mm | [ID 212] - BIAS SPRING 126 mmx0.5 mm | 3571 | 23MBR305 | Stack+Diffusor+Diverter | 8 | PCE | Germany | [6 empty] | 2323 | S-2323-0007-A-23-3571-00263591-N | 9889 | 6759.38 | 1.87 | 560 | 220 | 210 | 11744-1000-23 | 22729171 | 830710 | N | N
Polo | Braden-Europe B.V. HEERLEN | TPMC | Desviador | Diverter & BP Field parts and insulation | [ID 213] - muelle de empuje 105 mmx0.5 mm | [ID 213] - BIAS SPRING 105 mmx0.5 mm | 3571 | 23MBR305 | Stack+Diffusor+Diverter | 8 | PCE | Germany | [6 empty] | 2323 | S-2323-0007-A-23-3571-00263591-N | 9889 | 6759.38 | 1.82 | 560 | 220 | 210 | 11744-1000-23 | 22729172 | 830710 | N | N
Polo | Braden-Europe B.V. HEERLEN | TPMC | Desviador | Diverter & BP Field parts and insulation | [ID 214] - muelle de empuje 120 mmx0.5 mm | [ID 214] - BIAS SPRING 120 mmx0.5 mm | 3571 | 23MBR305 | Stack+Diffusor+Diverter | 8 | PCE | Germany | [6 empty] | 2323 | S-2323-0007-A-23-3571-00263591-N | 9889 | 6759.38 | 2.12 | 560 | 220 | 210 | 11744-1000-23 | 22729173 | 830710 | N | N
Polo | Braden-Europe B.V. HEERLEN | TPMC | Desviador | Diverter & BP Field parts and insulation | [ID 215] - muelle de empuje 126 mmx0.5 mm | [ID 215] - BIAS SPRING 126 mmx0.5 mm | 3571 | 23MBR305 | Stack+Diffusor+Diverter | 8 | PCE | Germany | [6 empty] | 2323 | S-2323-0007-A-23-3571-00263591-N | 9889 | 6759.38 | 2.44 | 560 | 220 | 210 | 11744-1000-23 | 22729174 | 830710 | N | N
Polo | Braden-Europe B.V. HEERLEN | TPMC | Desviador | Diverter & BP Field parts and insulation | [ID 216] - muelle de empuje 105 mmx0.5 mm | [ID 216] - BIAS SPRING 105 mmx0.5 mm | 3571 | 23MBR305 | Stack+Diffusor+Diverter | 8 | PCE | Germany | [6 empty] | 2323 | S-2323-0007-A-23-3571-00263591-N | 9889 | 6759.38 | 2.24 | 560 | 220 | 210 | 11744-1000-23 | 22729175 | 830710 | N | N
Polo | Braden-Europe B.V. HEERLEN | TPMC | Desviador | Diverter & BP Field parts and insulation | [ID 217] - muelle de empuje 105 mmx0.5 mm | [ID 217] - BIAS SPRING 105 mmx0.5 mm | 3571 | 23MBR305 | Stack+Diffusor+Diverter | 72 | PCE | Germany | [6 empty] | 2323 | S-2323-0007-A-23-3571-00263591-N | 9889 | 6759.38 | 23.95 | 560 | 220 | 210 | 11744-1000-23 | 22729176 | 830710 | N | N
Polo | Braden-Europe B.V. HEERLEN | TPMC | Desviador | Diverter & BP Field parts and insulation | [ID 218] - muelle de empuje 120 mmx0.5 mm | [ID 218] - BIAS SPRING 120 mmx0.5 mm | 3571 | 23MBR305 | Stack+Diffusor+Diverter | 32 | PCE | Germany | [6 empty] | 2323 | S-2323-0007-A-23-3571-00263591-N | 9889 | 6759.38 | 12.42 | 560 | 220 | 210 | 11744-1000-23 | 22729177 | 830710 | N | N
Polo | Braden-Europe B.V. HEERLEN | TPMC | Desviador | Diverter & BP Field parts and insulation | [ID 219] - muelle de empuje 126 mmx0.5 mm | [ID 219] - BIAS SPRING 126 mmx0.5 mm | 3571 | 23MBR305 | Stack+Diffusor+Diverter | 64 | PCE | Germany | [6 empty] | 2323 | S-2323-0007-A-23-3571-00263591-N | 9889 | 6759.38 | 28.57 | 560 | 220 | 210 | 11744-1000-23 | 22729178 | 830710 | N | N
Polo | Braden-Europe B.V. HEERLEN | TPMC | Desviador | Diverter & BP Field parts and insulation | [ID 220] - Barra de soporte 90 mmx4 mm | [ID 220] - SUPPORT BAR 90 mmx4 mm | 3571 | 23MBR305 | Stack+Diffusor+Diverter | 4 | PCE | Germany | [6 empty] | 2323 | S-2323-0007-A-23-3571-00263591-N | 9889 | 6759.38 | 3.22 | 560 | 220 | 210 | 11744-1000-23 | 22729179 | 730890 | N | N
Polo | Braden-Europe B.V. HEERLEN | TPMC | Desviador | Diverter & BP Field parts and insulation | [ID 221] - Barra de soporte 100 mmx4 mm | [ID 221] - SUPPORT BAR 100 mmx4 mm | 3571 | 23MBR305 | Stack+Diffusor+Diverter | 4 | PCE | Germany | [6 empty] | 2323 | S-2323-0007-A-23-3571-00263591-N | 9889 | 6759.38 | 3.59 | 560 | 220 | 210 | 11744-1000-23 | 22729180 | 730890 | N | N
Polo | Braden-Europe B.V. HEERLEN | TPMC | Desviador | Diverter & BP Field parts and insulation | [ID 222] - Barra de soporte 75 mmx4 mm | [ID 222] - SUPPORT BAR 75 mmx4 mm | 3571 | 23MBR305 | Stack+Diffusor+Diverter | 4 | PCE | Germany | [6 empty] | 2323 | S-2323-0007-A-23-3571-00263591-N | 9889 | 6759.38 | 3.59 | 560 | 220 | 210 | 11744-1000-23 | 22729181 | 730890 | N | N
Polo | Braden-Europe B.V. HEERLEN | TPMC | Desviador | Diverter & BP Field parts and insulation | [ID 223] - Barra de soporte 90 mmx4 mm | [ID 223] - SUPPORT BAR 90 mmx4 mm | 3571 | 23MBR305 | Stack+Diffusor+Diverter | 4 | PCE | Germany | [6 empty] | 2323 | S-2323-0007-A-23-3571-00263591-N | 9889 | 6759.38 | 4.32 | 560 | 220 | 210 | 11744-1000-23 | 22729182 | 730890 | N | N
Polo | Braden-Europe B.V. HEERLEN | TPMC | Desviador | Diverter & BP Field parts and insulation | [ID 224] - Barra de soporte 100 mmx4 mm | [ID 224] - SUPPORT BAR 100 mmx4 mm | 3571 | 23MBR305 | Stack+Diffusor+Diverter | 4 | PCE | Germany | [6 empty] | 2323 | S-2323-0007-A-23-3571-00263591-N | 9889 | 6759.38 | 4.81 | 560 | 220 | 210 | 11744-1000-23 | 22729183 | 730890 | N | N
Polo | Braden-Europe B.V. HEERLEN | TPMC | Desviador | Diverter & BP Field parts and insulation | [ID 2250] - Parker Cilindro 150/100x 1275-1325 (2238) | [ID 2250] - Parker Cylinder 150/100x 1275-1325 (2238) | 3571 | 23MBR305 | Stack+Diffusor+Diverter | 4 | PCE | Germany | [6 empty] | 2323 | S-2323-0007-A-23-3571-00263591-N | 9889 | 6759.38 | 249.2 | 560 | 220 | 210 | 11744-1000-23 | 22729254 | 841221 | N | N
Polo | Braden-Europe B.V. HEERLEN | TPMC | Desviador | Diverter & BP Field parts and insulation | [ID 225] - Barra de soporte 75 mmx4 mm | [ID 225] - SUPPORT BAR 75 mmx4 mm | 3571 | 23MBR305 | Stack+Diffusor+Diverter | 4 | PCE | Germany | [6 empty] | 2323 | S-2323-0007-A-23-3571-00263591-N | 9889 | 6759.38 | 4.5 | 560 | 220 | 210 | 11744-1000-23 | 22729184 | 730890 | N | N
Polo | Braden-Europe B.V. HEERLEN | TPMC | Desviador | Diverter & BP Field parts and insulation | [ID 226] - Barra de soporte 75 mmx4 mm | [ID 226] - SUPPORT BAR 75 mmx4 mm | 3571 | 23MBR305 | Stack+Diffusor+Diverter | 64 | PCE | Germany | [6 empty] | 2323 | S-2323-0007-A-23-3571-00263591-N | 9889 | 6759.38 | 86.64 | 560 | 220 | 210 | 11744-1000-23 | 22729185 | 730890 | N | N
Polo | Braden-Europe B.V. HEERLEN | TPMC | Desviador | Diverter & BP Field parts and insulation | [ID 227] - Barra de soporte 90 mmx4 mm | [ID 227] - SUPPORT BAR 90 mmx4 mm | 3571 | 23MBR305 | Stack+Diffusor+Diverter | 32 | PCE | Germany | [6 empty] | 2323 | S-2323-0007-A-23-3571-00263591-N | 9889 | 6759.38 | 52.1 | 560 | 220 | 210 | 11744-1000-23 | 22729186 | 730890 | N | N
Polo | Braden-Europe B.V. HEERLEN | TPMC | Desviador | Diverter & BP Field parts and insulation | [ID 228] - Barra de soporte 100 mmx4 mm | [ID 228] - SUPPORT BAR 100 mmx4 mm | 3571 | 23MBR305 | Stack+Diffusor+Diverter | 32 | PCE | Germany | [6 empty] | 2323 | S-2323-0007-A-23-3571-00263591-N | 9889 | 6759.38 | 57.96 | 560 | 220 | 210 | 11744-1000-23 | 22729187 | 730890 | N | N
Polo | Braden-Europe B.V. HEERLEN | TPMC | Desviador | Diverter & BP Field parts and insulation | [ID 230] - Chapa (Barra de sujeción) 25 mm x 4 mm | [ID 230] - Plate (Clamping Bar) 25 mm x 4 mm | 3571 | 23MBR305 | Stack+Diffusor+Diverter | 4 | PCE | Germany | [6 empty] | 2323 | S-2323-0007-A-23-3571-00263591-N | 9889 | 6759.38 | 0.9 | 560 | 220 | 210 | 11744-1000-23 | 22729188 | 820570 | N | N
Polo | Braden-Europe B.V. HEERLEN | TPMC | Desviador | Diverter & BP Field parts and insulation | [ID 231] - Chapa (Barra de sujeción) 25 mm x 4 mm | [ID 231] - Plate (Clamping Bar) 25 mm x 4 mm | 3571 | 23MBR305 | Stack+Diffusor+Diverter | 4 | PCE | Germany | [6 empty] | 2323 | S-2323-0007-A-23-3571-00263591-N | 9889 | 6759.38 | 0.98 | 560 | 220 | 210 | 11744-1000-23 | 22729189 | 820570 | N | N
Polo | Braden-Europe B.V. HEERLEN | TPMC | Desviador | Diverter & BP Field parts and insulation | [ID 232] - Chapa (Barra de sujeción) 25 mm x 4 mm | [ID 232] - Plate (Clamping Bar) 25 mm x 4 mm | 3571 | 23MBR305 | Stack+Diffusor+Diverter | 8 | PCE | Germany | [6 empty] | 2323 | S-2323-0007-A-23-3571-00263591-N | 9889 | 6759.38 | 1.41 | 560 | 220 | 210 | 11744-1000-23 | 22729190 | 820570 | N | N
Polo | Braden-Europe B.V. HEERLEN | TPMC | Desviador | Diverter & BP Field parts and insulation | [ID 233] - Chapa (Barra de sujeción) 25 mm x 4 mm | [ID 233] - Plate (Clamping Bar) 25 mm x 4 mm | 3571 | 23MBR305 | Stack+Diffusor+Diverter | 8 | PCE | Germany | [6 empty] | 2323 | S-2323-0007-A-23-3571-00263591-N | 9889 | 6759.38 | 1.35 | 560 | 220 | 210 | 11744-1000-23 | 22729191 | 820570 | N | N
Polo | Braden-Europe B.V. HEERLEN | TPMC | Desviador | Diverter & BP Field parts and insulation | [ID 234] - Chapa (Barra de sujeción) 25 mm x 4 mm | [ID 234] - Plate (Clamping Bar) 25 mm x 4 mm | 3571 | 23MBR305 | Stack+Diffusor+Diverter | 4 | PCE | Germany | [6 empty] | 2323 | S-2323-0007-A-23-3571-00263591-N | 9889 | 6759.38 | 0.92 | 560 | 220 | 210 | 11744-1000-23 | 22729192 | 820570 | N | N
Polo | Braden-Europe B.V. HEERLEN | TPMC | Desviador | Diverter & BP Field parts and insulation | [ID 235] - Chapa (Barra de sujeción) 25 mm x 4 mm | [ID 235] - Plate (Clamping Bar) 25 mm x 4 mm | 3571 | 23MBR305 | Stack+Diffusor+Diverter | 4 | PCE | Germany | [6 empty] | 2323 | S-2323-0007-A-23-3571-00263591-N | 9889 | 6759.38 | 1.1 | 560 | 220 | 210 | 11744-1000-23 | 22729193 | 820570 | N | N
Polo | Braden-Europe B.V. HEERLEN | TPMC | Desviador | Diverter & BP Field parts and insulation | [ID 236] - Chapa (sellado esquina) 136.0 mm x 0.8 mm | [ID 236] - Plate (Corner Seal) 136.0 mm x 0.8 mm | 3571 | 23MBR305 | Stack+Diffusor+Diverter | 4 | PCE | Germany | [6 empty] | 2323 | S-2323-0007-A-23-3571-00263591-N | 9889 | 6759.38 | 1.56 | 560 | 220 | 210 | 11744-1000-23 | 22729194 | 730890 | N | N
Polo | Braden-Europe B.V. HEERLEN | TPMC | Desviador | Diverter & BP Field parts and insulation | [ID 237] - Chapa (sellado esquina) 136 mm x 0.8 mm | [ID 237] - Plate (Corner Seal) 136 mm x 0.8 mm | 3571 | 23MBR305 | Stack+Diffusor+Diverter | 4 | PCE | Germany | [6 empty] | 2323 | S-2323-0007-A-23-3571-00263591-N | 9889 | 6759.38 | 1.64 | 560 | 220 | 210 | 11744-1000-23 | 22729195 | 730890 | N | N
Polo | Braden-Europe B.V. HEERLEN | TPMC | Desviador | Diverter & BP Field parts and insulation | [ID 238] - Chapa (sellado esquina) 156 mm x 0.8 mm | [ID 238] - Plate (Corner Seal) 156 mm x 0.8 mm | 3571 | 23MBR305 | Stack+Diffusor+Diverter | 4 | PCE | Germany | [6 empty] | 2323 | S-2323-0007-A-23-3571-00263591-N | 9889 | 6759.38 | 1.46 | 560 | 220 | 210 | 11744-1000-23 | 22729196 | 730890 | N | N
Polo | Braden-Europe B.V. HEERLEN | TPMC | Desviador | Diverter & BP Field parts and insulation | [ID 239] - Chapa (sellado esquina) 156 mm x 0.8 mm | [ID 239] - Plate (Corner Seal) 156 mm x 0.8 mm | 3571 | 23MBR305 | Stack+Diffusor+Diverter | 4 | PCE | Germany | [6 empty] | 2323 | S-2323-0007-A-23-3571-00263591-N | 9889 | 6759.38 | 1.42 | 560 | 220 | 210 | 11744-1000-23 | 22729197 | 730890 | N | N
Polo | Braden-Europe B.V. HEERLEN | TPMC | Desviador | Diverter & BP Field parts and insulation | [ID 23] - Armadura de apoyo para Gabinete final de carrera 1000 mm x 586 mm | [ID 23] - LIMITSWITCHBOX SUPPORT FRAME 1000 mm x 586 mm | 3571 | 23MBR305 | Stack+Diffusor+Diverter | 1 | PCE | Germany | [6 empty] | 2323 | S-2323-0007-A-23-3571-00263591-N | 9889 | 6759.38 | 51.46 | 560 | 220 | 210 | 11744-1000-23 | 22729160 | 853710 | N | N
Polo | Braden-Europe B.V. HEERLEN | TPMC | Desviador | Diverter & BP Field parts and insulation | [ID 240] - Chapa (sellado esquina) 136 mm x 0.8 mm | [ID 240] - Plate (Corner Seal) 136 mm x 0.8 mm | 3571 | 23MBR305 | Stack+Diffusor+Diverter | 4 | PCE | Germany | [6 empty] | 2323 | S-2323-0007-A-23-3571-00263591-N | 9889 | 6759.38 | 1.63 | 560 | 220 | 210 | 11744-1000-23 | 22729198 | 730890 | N | N
Polo | Braden-Europe B.V. HEERLEN | TPMC | Desviador | Diverter & BP Field parts and insulation | [ID 241] - Chapa (sellado esquina) 176 mm x 0.8 mm | [ID 241] - Plate (Corner Seal) 176 mm x 0.8 mm | 3571 | 23MBR305 | Stack+Diffusor+Diverter | 4 | PCE | Germany | [6 empty] | 2323 | S-2323-0007-A-23-3571-00263591-N | 9889 | 6759.38 | 1.67 | 560 | 220 | 210 | 11744-1000-23 | 22729199 | 730890 | N | N
Polo | Braden-Europe B.V. HEERLEN | TPMC | Desviador | Diverter & BP Field parts and insulation | [ID 242] - Chapa (sellado esquina) 176 mm x 0.8 mm | [ID 242] - Plate (Corner Seal) 176 mm x 0.8 mm | 3571 | 23MBR305 | Stack+Diffusor+Diverter | 4 | PCE | Germany | [6 empty] | 2323 | S-2323-0007-A-23-3571-00263591-N | 9889 | 6759.38 | 1.62 | 560 | 220 | 210 | 11744-1000-23 | 22729200 | 730890 | N | N
Polo | Braden-Europe B.V. HEERLEN | TPMC | Desviador | Diverter & BP Field parts and insulation | [ID 243] - Chapa (sellado esquina) 136 mm x 0.8 mm | [ID 243] - Plate (Corner Seal) 136 mm x 0.8 mm | 3571 | 23MBR305 | Stack+Diffusor+Diverter | 4 | PCE | Germany | [6 empty] | 2323 | S-2323-0007-A-23-3571-00263591-N | 9889 | 6759.38 | 1.85 | 560 | 220 | 210 | 11744-1000-23 | 22729201 | 730890 | N | N
Polo | Braden-Europe B.V. HEERLEN | TPMC | Desviador | Diverter & BP Field parts and insulation | [ID 244] - Chapa doblado (muelle de empuje R.H.) 105 mm x 38 mm | [ID 244] - Bended Plate (Bias Spring R.H.) 105 mm x 38 mm | 3571 | 23MBR305 | Stack+Diffusor+Diverter | 4 | PCE | Germany | [6 empty] | 2323 | S-2323-0007-A-23-3571-00263591-N | 9889 | 6759.38 | 0.79 | 560 | 220 | 210 | 11744-1000-23 | 22729202 | 732690 | N | N
Polo | Braden-Europe B.V. HEERLEN | TPMC | Desviador | Diverter & BP Field parts and insulation | [ID 245] - Chapa doblado (muelle de empuje L.H.) 105 mm x 38 mm | [ID 245] - Bended Plate (Bias Spring L.H.) 105 mm x 38 mm | 3571 | 23MBR305 | Stack+Diffusor+Diverter | 4 | PCE | Germany | [6 empty] | 2323 | S-2323-0007-A-23-3571-00263591-N | 9889 | 6759.38 | 0.79 | 560 | 220 | 210 | 11744-1000-23 | 22729203 | 732690 | N | N
Polo | Braden-Europe B.V. HEERLEN | TPMC | Desviador | Diverter & BP Field parts and insulation | [ID 246] - Chapa doblado (muelle de empuje R.H.) 105 mm x 38 mm | [ID 246] - Bended Plate (Bias Spring R.H.) 105 mm x 38 mm | 3571 | 23MBR305 | Stack+Diffusor+Diverter | 4 | PCE | Germany | [6 empty] | 2323 | S-2323-0007-A-23-3571-00263591-N | 9889 | 6759.38 | 0.84 | 560 | 220 | 210 | 11744-1000-23 | 22729204 | 732690 | N | N
Polo | Braden-Europe B.V. HEERLEN | TPMC | Desviador | Diverter & BP Field parts and insulation | [ID 247] - Chapa doblado (muelle de empuje L.H.) 105 mm x 38 mm | [ID 247] - Bended Plate (Bias Spring L.H.) 105 mm x 38 mm | 3571 | 23MBR305 | Stack+Diffusor+Diverter | 4 | PCE | Germany | [6 empty] | 2323 | S-2323-0007-A-23-3571-00263591-N | 9889 | 6759.38 | 0.84 | 560 | 220 | 210 | 11744-1000-23 | 22729296 | 732690 | N | N
Polo | Braden-Europe B.V. HEERLEN | TPMC | Desviador | Diverter & BP Field parts and insulation | [ID 248] - Chapa doblado (muelle de empuje R.H.) 120 mm x 44 mm | [ID 248] - Bended Plate (Bias Spring R.H.) 120 mm x 44 mm | 3571 | 23MBR305 | Stack+Diffusor+Diverter | 4 | PCE | Germany | [6 empty] | 2323 | S-2323-0007-A-23-3571-00263591-N | 9889 | 6759.38 | 0.74 | 560 | 220 | 210 | 11744-1000-23 | 22729297 | 732690 | N | N
Polo | Braden-Europe B.V. HEERLEN | TPMC | Desviador | Diverter & BP Field parts and insulation | [ID 249] - Chapa doblado (muelle de empuje L.H.) 120 mm x 45 mm | [ID 249] - Bended Plate (Bias Spring L.H.) 120 mm x 45 mm | 3571 | 23MBR305 | Stack+Diffusor+Diverter | 4 | PCE | Germany | [6 empty] | 2323 | S-2323-0007-A-23-3571-00263591-N | 9889 | 6759.38 | 0.74 | 560 | 220 | 210 | 11744-1000-23 | 22729298 | 732690 | N | N
Polo | Braden-Europe B.V. HEERLEN | TPMC | Desviador | Diverter & BP Field parts and insulation | [ID 250] - Chapa doblado (muelle de empuje R.H.) 120 mm x 44 mm | [ID 250] - Bended Plate (Bias Spring R.H.) 120 mm x 44 mm | 3571 | 23MBR305 | Stack+Diffusor+Diverter | 4 | PCE | Germany | [6 empty] | 2323 | S-2323-0007-A-23-3571-00263591-N | 9889 | 6759.38 | 0.71 | 560 | 220 | 210 | 11744-1000-23 | 22729299 | 732690 | N | N
Polo | Braden-Europe B.V. HEERLEN | TPMC | Desviador | Diverter & BP Field parts and insulation | [ID 251] - Chapa doblado (muelle de empuje L.H.) 120 mm x 45 mm | [ID 251] - Bended Plate (Bias Spring L.H.) 120 mm x 45 mm | 3571 | 23MBR305 | Stack+Diffusor+Diverter | 4 | PCE | Germany | [6 empty] | 2323 | S-2323-0007-A-23-3571-00263591-N | 9889 | 6759.38 | 0.71 | 560 | 220 | 210 | 11744-1000-23 | 22729300 | 732690 | N | N
Polo | Braden-Europe B.V. HEERLEN | TPMC | Desviador | Diverter & BP Field parts and insulation | [ID 252] - Chapa doblado (muelle de empuje RH) 105 mm x 38 mm | [ID 252] - Bended Plate (Bias Spring RH) 105 mm x 38 mm | 3571 | 23MBR305 | Stack+Diffusor+Diverter | 4 | PCE | Germany | [6 empty] | 2323 | S-2323-0007-A-23-3571-00263591-N | 9889 | 6759.38 | 0.82 | 560 | 220 | 210 | 11744-1000-23 | 22729301 | 732690 | N | N
Polo | Braden-Europe B.V. HEERLEN | TPMC | Desviador | Diverter & BP Field parts and insulation | [ID 253] - Chapa doblado (muelle de empuje L.H.) 105 mm x 38 mm | [ID 253] - Bended Plate (Bias Spring L.H.) 105 mm x 38 mm | 3571 | 23MBR305 | Stack+Diffusor+Diverter | 4 | PCE | Germany | [6 empty] | 2323 | S-2323-0007-A-23-3571-00263591-N | 9889 | 6759.38 | 0.82 | 560 | 220 | 210 | 11744-1000-23 | 22729302 | 732690 | N | N
Polo | Braden-Europe B.V. HEERLEN | TPMC | Desviador | Diverter & BP Field parts and insulation | [ID 254] - Chapa doblado (muelle de empuje R.H.) 126 mm x 57 mm | [ID 254] - Bended Plate (Bias Spring R.H.) 126 mm x 57 mm | 3571 | 23MBR305 | Stack+Diffusor+Diverter | 4 | PCE | Germany | [6 empty] | 2323 | S-2323-0007-A-23-3571-00263591-N | 9889 | 6759.38 | 0.85 | 560 | 220 | 210 | 11744-1000-23 | 22729303 | 732690 | N | N
Polo | Braden-Europe B.V. HEERLEN | TPMC | Desviador | Diverter & BP Field parts and insulation | [ID 255] - Chapa doblado (muelle de empuje L.H.) 126 mm x 57 mm | [ID 255] - Bended Plate (Bias Spring L.H.) 126 mm x 57 mm | 3571 | 23MBR305 | Stack+Diffusor+Diverter | 4 | PCE | Germany | [6 empty] | 2323 | S-2323-0007-A-23-3571-00263591-N | 9889 | 6759.38 | 0.85 | 560 | 220 | 210 | 11744-1000-23 | 22729304 | 732690 | N | N
Polo | Braden-Europe B.V. HEERLEN | TPMC | Desviador | Diverter & BP Field parts and insulation | [ID 256] - Chapa doblado (muelle de empuje R.H.) 126 mm x 57 mm | [ID 256] - Bended Plate (Bias Spring R.H.) 126 mm x 57 mm | 3571 | 23MBR305 | Stack+Diffusor+Diverter | 4 | PCE | Germany | [6 empty] | 2323 | S-2323-0007-A-23-3571-00263591-N | 9889 | 6759.38 | 0.82 | 560 | 220 | 210 | 11744-1000-23 | 22729305 | 732690 | N | N
Polo | Braden-Europe B.V. HEERLEN | TPMC | Desviador | Diverter & BP Field parts and insulation | [ID 257] - Chapa doblado (muelle de empuje L.H.) 126 mm x 57 mm | [ID 257] - Bended Plate (Bias Spring L.H.) 126 mm x 57 mm | 3571 | 23MBR305 | Stack+Diffusor+Diverter | 4 | PCE | Germany | [6 empty] | 2323 | S-2323-0007-A-23-3571-00263591-N | 9889 | 6759.38 | 0.82 | 560 | 220 | 210 | 11744-1000-23 | 22729306 | 732690 | N | N
Polo | Braden-Europe B.V. HEERLEN | TPMC | Desviador | Diverter & BP Field parts and insulation | [ID 258] - Chapa doblado (muelle de empuje R.H)) 105 mm x 38 mm | [ID 258] - Bended Plate (Bias Spring R.H)) 105 mm x 38 mm | 3571 | 23MBR305 | Stack+Diffusor+Diverter | 4 | PCE | Germany | [6 empty] | 2323 | S-2323-0007-A-23-3571-00263591-N | 9889 | 6759.38 | 0.95 | 560 | 220 | 210 | 11744-1000-23 | 22729307 | 732690 | N | N
Polo | Braden-Europe B.V. HEERLEN | TPMC | Desviador | Diverter & BP Field parts and insulation | [ID 259] - Chapa doblado (muelle de empuje L.H) 105 mm x 38 mm | [ID 259] - Bended Plate (Bias Spring L.H) 105 mm x 38 mm | 3571 | 23MBR305 | Stack+Diffusor+Diverter | 4 | PCE | Germany | [6 empty] | 2323 | S-2323-0007-A-23-3571-00263591-N | 9889 | 6759.38 | 0.95 | 560 | 220 | 210 | 11744-1000-23 | 22729308 | 732690 | N | N
Polo | Braden-Europe B.V. HEERLEN | TPMC | Desviador | Diverter & BP Field parts and insulation | [ID 260] - Chapa doblado (Barra de soporte L.H) 75 mm x 10 mm | [ID 260] - Bended Plate (Supportbar L.H) 75 mm x 10 mm | 3571 | 23MBR305 | Stack+Diffusor+Diverter | 2 | PCE | Germany | [6 empty] | 2323 | S-2323-0007-A-23-3571-00263591-N | 9889 | 6759.38 | 1.54 | 560 | 220 | 210 | 11744-1000-23 | 22729309 | 732690 | N | N
Polo | Braden-Europe B.V. HEERLEN | TPMC | Desviador | Diverter & BP Field parts and insulation | [ID 261] - Chapa doblado (Barra de soporte L.H) 75 mm x 10 mm | [ID 261] - Bended Plate (Supportbar L.H) 75 mm x 10 mm | 3571 | 23MBR305 | Stack+Diffusor+Diverter | 2 | PCE | Germany | [6 empty] | 2323 | S-2323-0007-A-23-3571-00263591-N | 9889 | 6759.38 | 1.54 | 560 | 220 | 210 | 11744-1000-23 | 22729310 | 732690 | N | N
Polo | Braden-Europe B.V. HEERLEN | TPMC | Desviador | Diverter & BP Field parts and insulation | [ID 262] - Chapa doblado (Barra de soporte R.H) 75 mm x 10 mm | [ID 262] - Bended Plate (Supportbar R.H) 75 mm x 10 mm | 3571 | 23MBR305 | Stack+Diffusor+Diverter | 2 | PCE | Germany | [6 empty] | 2323 | S-2323-0007-A-23-3571-00263591-N | 9889 | 6759.38 | 1.65 | 560 | 220 | 210 | 11744-1000-23 | 22729205 | 732690 | N | N
Polo | Braden-Europe B.V. HEERLEN | TPMC | Desviador | Diverter & BP Field parts and insulation | [ID 263] - Chapa doblado (Barra de soporte L.H) 75 mm x 10 mm | [ID 263] - Bended Plate (Supportbar L.H) 75 mm x 10 mm | 3571 | 23MBR305 | Stack+Diffusor+Diverter | 2 | PCE | Germany | [6 empty] | 2323 | S-2323-0007-A-23-3571-00263591-N | 9889 | 6759.38 | 1.65 | 560 | 220 | 210 | 11744-1000-23 | 22729206 | 732690 | N | N
Polo | Braden-Europe B.V. HEERLEN | TPMC | Desviador | Diverter & BP Field parts and insulation | [ID 264] - Chapa doblado (Barra de soporte R.H) 90 mm x 11 mm | [ID 264] - Bended Plate (Supportbar R.H) 90 mm x 11 mm | 3571 | 23MBR305 | Stack+Diffusor+Diverter | 2 | PCE | Germany | [6 empty] | 2323 | S-2323-0007-A-23-3571-00263591-N | 9889 | 6759.38 | 1.44 | 560 | 220 | 210 | 11744-1000-23 | 22729207 | 732690 | N | N
Polo | Braden-Europe B.V. HEERLEN | TPMC | Desviador | Diverter & BP Field parts and insulation | [ID 265] - Chapa doblado (Barra de soporte L.H) 90 mm x 11 mm | [ID 265] - Bended Plate (Supportbar L.H) 90 mm x 11 mm | 3571 | 23MBR305 | Stack+Diffusor+Diverter | 2 | PCE | Germany | [6 empty] | 2323 | S-2323-0007-A-23-3571-00263591-N | 9889 | 6759.38 | 1.44 | 560 | 220 | 210 | 11744-1000-23 | 22729208 | 732690 | N | N
Polo | Braden-Europe B.V. HEERLEN | TPMC | Desviador | Diverter & BP Field parts and insulation | [ID 266] - Chapa doblado (Barra de soporte R.H) 90 mm x 11 mm | [ID 266] - Bended Plate (Supportbar R.H) 90 mm x 11 mm | 3571 | 23MBR305 | Stack+Diffusor+Diverter | 2 | PCE | Germany | [6 empty] | 2323 | S-2323-0007-A-23-3571-00263591-N | 9889 | 6759.38 | 1.38 | 560 | 220 | 210 | 11744-1000-23 | 22729209 | 732690 | N | N
Polo | Braden-Europe B.V. HEERLEN | TPMC | Desviador | Diverter & BP Field parts and insulation | [ID 267] - Chapa doblado (Barra de soporte L.H) 90 mm x 11 mm | [ID 267] - Bended Plate (Supportbar L.H) 90 mm x 11 mm | 3571 | 23MBR305 | Stack+Diffusor+Diverter | 2 | PCE | Germany | [6 empty] | 2323 | S-2323-0007-A-23-3571-00263591-N | 9889 | 6759.38 | 1.38 | 560 | 220 | 210 | 11744-1000-23 | 22729210 | 732690 | N | N
Polo | Braden-Europe B.V. HEERLEN | TPMC | Desviador | Diverter & BP Field parts and insulation | [ID 268] - Chapa doblado (Barra de soporte R.H) 75 mm x 4 mm | [ID 268] - Bended Plate (Supportbar R.H) 75 mm x 4 mm | 3571 | 23MBR305 | Stack+Diffusor+Diverter | 2 | PCE | Germany | [6 empty] | 2323 | S-2323-0007-A-23-3571-00263591-N | 9889 | 6759.38 | 1.58 | 560 | 220 | 210 | 11744-1000-23 | 22729211 | 732690 | N | N
Polo | Braden-Europe B.V. HEERLEN | TPMC | Desviador | Diverter & BP Field parts and insulation | [ID 269] - Chapa doblado (Barra de soporte L.H) 75 mm x 10 mm | [ID 269] - Bended Plate (Supportbar L.H) 75 mm x 10 mm | 3571 | 23MBR305 | Stack+Diffusor+Diverter | 2 | PCE | Germany | [6 empty] | 2323 | S-2323-0007-A-23-3571-00263591-N | 9889 | 6759.38 | 1.58 | 560 | 220 | 210 | 11744-1000-23 | 22729212 | 732690 | N | N
Polo | Braden-Europe B.V. HEERLEN | TPMC | Desviador | Diverter & BP Field parts and insulation | [ID 270] - Chapa doblado (Barra de soporte R.H) 100 mm x 12 mm | [ID 270] - Bended Plate (Supportbar R.H) 100 mm x 12 mm | 3571 | 23MBR305 | Stack+Diffusor+Diverter | 2 | PCE | Germany | [6 empty] | 2323 | S-2323-0007-A-23-3571-00263591-N | 9889 | 6759.38 | 1.6 | 560 | 220 | 210 | 11744-1000-23 | 22729213 | 732690 | N | N
Polo | Braden-Europe B.V. HEERLEN | TPMC | Desviador | Diverter & BP Field parts and insulation | [ID 271] - Chapa doblado (Barra de soporte L.H) 100 mm x 12 mm | [ID 271] - Bended Plate (Supportbar L.H) 100 mm x 12 mm | 3571 | 23MBR305 | Stack+Diffusor+Diverter | 2 | PCE | Germany | [6 empty] | 2323 | S-2323-0007-A-23-3571-00263591-N | 9889 | 6759.38 | 1.6 | 560 | 220 | 210 | 11744-1000-23 | 22729214 | 732690 | N | N
Polo | Braden-Europe B.V. HEERLEN | TPMC | Desviador | Diverter & BP Field parts and insulation | [ID 272] - Chapa doblado (Barra de soporte R.H) 100 mm x 12 mm | [ID 272] - Bended Plate (Supportbar R.H) 100 mm x 12 mm | 3571 | 23MBR305 | Stack+Diffusor+Diverter | 2 | PCE | Germany | [6 empty] | 2323 | S-2323-0007-A-23-3571-00263591-N | 9889 | 6759.38 | 1.54 | 560 | 220 | 210 | 11744-1000-23 | 22729215 | 732690 | N | N
Polo | Braden-Europe B.V. HEERLEN | TPMC | Desviador | Diverter & BP Field parts and insulation | [ID 273] - Chapa doblado (Barra de soporte L.H) 100 mm x 12 mm | [ID 273] - Bended Plate (Supportbar L.H) 100 mm x 12 mm | 3571 | 23MBR305 | Stack+Diffusor+Diverter | 2 | PCE | Germany | [6 empty] | 2323 | S-2323-0007-A-23-3571-00263591-N | 9889 | 6759.38 | 1.54 | 560 | 220 | 210 | 11744-1000-23 | 22729216 | 732690 | N | N
Polo | Braden-Europe B.V. HEERLEN | TPMC | Desviador | Diverter & BP Field parts and insulation | [ID 274] - Chapa doblado (Barra de soporte R.H) 75 mm x 10 mm | [ID 274] - Bended Plate (Supportbar R.H) 75 mm x 10 mm | 3571 | 23MBR305 | Stack+Diffusor+Diverter | 2 | PCE | Germany | [6 empty] | 2323 | S-2323-0007-A-23-3571-00263591-N | 9889 | 6759.38 | 1.86 | 560 | 220 | 210 | 11744-1000-23 | 22729217 | 732690 | N | N
Polo | Braden-Europe B.V. HEERLEN | TPMC | Desviador | Diverter & BP Field parts and insulation | [ID 275] - Chapa doblado (Barra de soporte L.H) 75 mm x 10 mm | [ID 275] - Bended Plate (Supportbar L.H) 75 mm x 10 mm | 3571 | 23MBR305 | Stack+Diffusor+Diverter | 2 | PCE | Germany | [6 empty] | 2323 | S-2323-0007-A-23-3571-00263591-N | 9889 | 6759.38 | 1.86 | 560 | 220 | 210 | 11744-1000-23 | 22729218 | 732690 | N | N
Polo | Braden-Europe B.V. HEERLEN | TPMC | Desviador | Diverter & BP Field parts and insulation | [ID 279] - Ensamblaje de protección calentar de pozo de visita | [ID 279] - HEAT PROTECTION MANHOLE ASSEMBLY | 3571 | 23MBR305 | Stack+Diffusor+Diverter | 2 | PCE | Germany | [6 empty] | 2323 | S-2323-0007-A-23-3571-00263591-N | 9889 | 6759.38 | 44.2 | 560 | 220 | 210 | 11744-1000-23 | 22729219 | 730830 | N | N
Polo | Braden-Europe B.V. HEERLEN | TPMC | Desviador | Diverter & BP Field parts and insulation | [ID 280] - Ensamblaje de protección calenta de pozo de visita izquierda | [ID 280] - HEAT PROTECTION DOOR LEFT ASS. | 3571 | 23MBR305 | Stack+Diffusor+Diverter | 1 | PCE | Germany | [6 empty] | 2323 | S-2323-0007-A-23-3571-00263591-N | 9889 | 6759.38 | 28 | 560 | 220 | 210 | 11744-1000-23 | 22729220 | 730830 | N | N
Polo | Braden-Europe B.V. HEERLEN | TPMC | Desviador | Diverter & BP Field parts and insulation | [ID 281] - Ensamblaje de protección calenta de pozo de visita columna derecho | [ID 281] - HEAT PROTECTION DOOR RIGHT ASS. | 3571 | 23MBR305 | Stack+Diffusor+Diverter | 1 | PCE | Germany | [6 empty] | 2323 | S-2323-0007-A-23-3571-00263591-N | 9889 | 6759.38 | 28 | 560 | 220 | 210 | 11744-1000-23 | 22729221 | 730830 | N | N
Polo | Braden-Europe B.V. HEERLEN | TPMC | Desviador | Diverter & BP Field parts and insulation | [ID 282] - Ensamblaje de protección calenta de pozo de visita columna izquierda | [ID 282] - HEAT PROTECTION KOLOM DOOR LEFT ASS. | 3571 | 23MBR305 | Stack+Diffusor+Diverter | 1 | PCE | Germany | [6 empty] | 2323 | S-2323-0007-A-23-3571-00263591-N | 9889 | 6759.38 | 36.2 | 560 | 220 | 210 | 11744-1000-23 | 22729222 | 730830 | N | N
Polo | Braden-Europe B.V. HEERLEN | TPMC | Desviador | Diverter & BP Field parts and insulation | [ID 283] - Ensamblaje de protección calenta de pozo de visita derecho | [ID 283] - HEAT PROTECTION KOLOM DOOR RIGHT ASS. | 3571 | 23MBR305 | Stack+Diffusor+Diverter | 1 | PCE | Germany | [6 empty] | 2323 | S-2323-0007-A-23-3571-00263591-N | 9889 | 6759.38 | 36.2 | 560 | 220 | 210 | 11744-1000-23 | 22729223 | 730830 | N | N
Polo | Braden-Europe B.V. HEERLEN | TPMC | Desviador | Diverter & BP Field parts and insulation | [ID 284] - Ensamblaje de protección calenta columna | [ID 284] - HEAT PROTECTION KOLOM ASS. | 3571 | 23MBR305 | Stack+Diffusor+Diverter | 4 | PCE | Germany | [6 empty] | 2323 | S-2323-0007-A-23-3571-00263591-N | 9889 | 6759.38 | 130.8 | 560 | 220 | 210 | 11744-1000-23 | 22729224 | 730830 | N | N
Polo | Braden-Europe B.V. HEERLEN | TPMC | Desviador | Diverter & BP Field parts and insulation | [ID 285] - Perfil-L 40 x 4 (DIN1028) | [ID 285] - L 40 x 4 (DIN1028) | 3571 | 23MBR305 | Stack+Diffusor+Diverter | 2 | PCE | Germany | [6 empty] | 2323 | S-2323-0007-A-23-3571-00263591-N | 9889 | 6759.38 | 6.8 | 560 | 220 | 210 | 11744-1000-23 | 22729225 | 730890 | N | N
Polo | Braden-Europe B.V. HEERLEN | TPMC | Desviador | Diverter & BP Field parts and insulation | [ID 286] - Perfil-L 40 x 4 (DIN1028) | [ID 286] - L 40 x 4 (DIN1028) | 3571 | 23MBR305 | Stack+Diffusor+Diverter | 3 | PCE | Germany | [6 empty] | 2323 | S-2323-0007-A-23-3571-00263591-N | 9889 | 6759.38 | 6.8 | 560 | 220 | 210 | 11744-1000-23 | 22729226 | 730890 | N | N
Polo | Braden-Europe B.V. HEERLEN | TPMC | Desviador | Diverter & BP Field parts and insulation | [ID 287] - Perfil-L 40 x 4 (DIN1028) | [ID 287] - L 40 x 4 (DIN1028) | 3571 | 23MBR305 | Stack+Diffusor+Diverter | 3 | PCE | Germany | [6 empty] | 2323 | S-2323-0007-A-23-3571-00263591-N | 9889 | 6759.38 | 6.8 | 560 | 220 | 210 | 11744-1000-23 | 22729227 | 730890 | N | N
Polo | Braden-Europe B.V. HEERLEN | TPMC | Desviador | Diverter & BP Field parts and insulation | [ID 288] - Malla de alambre tejido1400x3 (TYPE C 30x30x3) ACC ISO 4783-3(DIN 4192) | [ID 288] - WOVEN WIRE MESH 1400x3 (TYPE C 30x30x3) ACC ISO 4783-3(DIN 4192) | 3571 | 23MBR305 | Stack+Diffusor+Diverter | 2 | PCE | Germany | [6 empty] | 2323 | S-2323-0007-A-23-3571-00263591-N | 9889 | 6759.38 | 18.1 | 560 | 220 | 210 | 11744-1000-23 | 22729228 | 731414 | N | N
Polo | Braden-Europe B.V. HEERLEN | TPMC | Desviador | Diverter & BP Field parts and insulation | [ID 289] - Malla de alambre tejido1400x3 (TYPE C 30x30x3) ACC ISO 4783-3(DIN 4192) | [ID 289] - WOVEN WIRE MESH 1400x3 (TYPE C 30x30x3) ACC ISO 4783-3(DIN 4192) | 3571 | 23MBR305 | Stack+Diffusor+Diverter | 2 | PCE | Germany | [6 empty] | 2323 | S-2323-0007-A-23-3571-00263591-N | 9889 | 6759.38 | 25.9 | 560 | 220 | 210 | 11744-1000-23 | 22729229 | 731414 | N | N
Polo | Braden-Europe B.V. HEERLEN | TPMC | Desviador | Diverter & BP Field parts and insulation | [ID 290] - Malla de alambre tejido1400x3 (TYPE C 30x30x3) ACC ISO 4783-3(DIN 4192) | [ID 290] - WOVEN WIRE MESH 1400x3 (TYPE C 30x30x3) ACC ISO 4783-3(DIN 4192) | 3571 | 23MBR305 | Stack+Diffusor+Diverter | 2 | PCE | Germany | [6 empty] | 2323 | S-2323-0007-A-23-3571-00263591-N | 9889 | 6759.38 | 31.1 | 560 | 220 | 210 | 11744-1000-23 | 22729230 | 731414 | N | N
Polo | Braden-Europe B.V. HEERLEN | TPMC | Desviador | Diverter & BP Field parts and insulation | [ID 291] - Malla de alambre tejido1400x3 (TYPE C 30x30x3) ACC ISO 4783-3(DIN 4192) | [ID 291] - WOVEN WIRE MESH 1400x3 (TYPE C 30x30x3) ACC ISO 4783-3(DIN 4192) | 3571 | 23MBR305 | Stack+Diffusor+Diverter | 1 | PCE | Germany | [6 empty] | 2323 | S-2323-0007-A-23-3571-00263591-N | 9889 | 6759.38 | 15.5 | 560 | 220 | 210 | 11744-1000-23 | 22729231 | 731414 | N | N
Polo | Braden-Europe B.V. HEERLEN | TPMC | Desviador | Diverter & BP Field parts and insulation | [ID 292] - Malla de alambre tejido1400x3 (TYPE C 30x30x3) ACC ISO 4783-3(DIN 4192) | [ID 292] - WOVEN WIRE MESH 1400x3 (TYPE C 30x30x3) ACC ISO 4783-3(DIN 4192) | 3571 | 23MBR305 | Stack+Diffusor+Diverter | 1 | PCE | Germany | [6 empty] | 2323 | S-2323-0007-A-23-3571-00263591-N | 9889 | 6759.38 | 6.7 | 560 | 220 | 210 | 11744-1000-23 | 22729311 | 731414 | N | N
Polo | Braden-Europe B.V. HEERLEN | TPMC | Desviador | Diverter & BP Field parts and insulation | [ID 293] - Malla de alambre tejido1400x3 (TYPE C 30x30x3) ACC ISO 4783-3(DIN 4192) | [ID 293] - WOVEN WIRE MESH 1400x3 (TYPE C 30x30x3) ACC ISO 4783-3(DIN 4192) | 3571 | 23MBR305 | Stack+Diffusor+Diverter | 2 | PCE | Germany | [6 empty] | 2323 | S-2323-0007-A-23-3571-00263591-N | 9889 | 6759.38 | 4.5 | 560 | 220 | 210 | 11744-1000-23 | 22729312 | 731414 | N | N
Polo | Braden-Europe B.V. HEERLEN | TPMC | Desviador | Diverter & BP Field parts and insulation | [ID 294] - Chapa de acero 35 x 3 | [ID 294] - PLATE 35 x 3 | 3571 | 23MBR305 | Stack+Diffusor+Diverter | 138 | PCE | Germany | [6 empty] | 2323 | S-2323-0007-A-23-3571-00263591-N | 9889 | 6759.38 | 45.5 | 560 | 220 | 210 | 11744-1000-23 | 22729313 | 730890 | N | N
Polo | Braden-Europe B.V. HEERLEN | TPMC | Desviador | Diverter & BP Field parts and insulation | [ID 295] - Tornillo M16 | [ID 295] - BOLT M16 | 3571 | 23MBR305 | Stack+Diffusor+Diverter | 15 | PCE | Germany | [6 empty] | 2323 | S-2323-0007-A-23-3571-00263591-N | 9889 | 6759.38 | 1.2 | 560 | 220 | 210 | 11744-1000-23 | 22729314 | 731815 | N | N
Polo | Braden-Europe B.V. HEERLEN | TPMC | Desviador | Diverter & BP Field parts and insulation | [ID 296] -Tuerca M16 | [ID 296] - NUT M16 | 3571 | 23MBR305 | Stack+Diffusor+Diverter | 15 | PCE | Germany | [6 empty] | 2323 | S-2323-0007-A-23-3571-00263591-N | 9889 | 6759.38 | 0.5 | 560 | 220 | 210 | 11744-1000-23 | 22729315 | 731816 | N | N
Polo | Braden-Europe B.V. HEERLEN | TPMC | Desviador | Diverter & BP Field parts and insulation | [ID 297] - Arandela A 17 | [ID 297] - WASHER A 17 | 3571 | 23MBR305 | Stack+Diffusor+Diverter | 30 | PCE | Germany | [6 empty] | 2323 | S-2323-0007-A-23-3571-00263591-N | 9889 | 6759.38 | 0.3 | 560 | 220 | 210 | 11744-1000-23 | 22729316 | 731822 | N | N
Polo | Braden-Europe B.V. HEERLEN | TPMC | Desviador | Diverter & BP Field parts and insulation | [ID 299] - Chapa de acero 150 x 8 | [ID 299] - PLATE 150 x 8 | 3571 | 23MBR305 | Stack+Diffusor+Diverter | 4 | PCE | Germany | [6 empty] | 2323 | S-2323-0007-A-23-3571-00263591-N | 9889 | 6759.38 | 6.3 | 560 | 220 | 210 | 11744-1000-23 | 22729317 | 730890 | N | N
Polo | Braden-Europe B.V. HEERLEN | TPMC | Desviador | Diverter & BP Field parts and insulation | [ID 300] - Malla de alambre tejido1400x3 (TYPE C 30x30x3) ACC ISO 4783-3(DIN 4192) | [ID 300] - WOVEN WIRE MESH 1400x3 (TYPE C 30x30x3) ACC ISO 4783-3(DIN 4192) | 3571 | 23MBR305 | Stack+Diffusor+Diverter | 1 | PCE | Germany | [6 empty] | 2323 | S-2323-0007-A-23-3571-00263591-N | 9889 | 6759.38 | 6.5 | 560 | 220 | 210 | 11744-1000-23 | 22729318 | 731414 | N | N
Polo | Braden-Europe B.V. HEERLEN | TPMC | Desviador | Diverter & BP Field parts and insulation | [ID 301] - Malla de alambre tejido1400x3 (TYPE C 30x30x3) ACC ISO 4783-3(DIN 4192) | [ID 301] - WOVEN WIRE MESH 1400x3 (TYPE C 30x30x3) ACC ISO 4783-3(DIN 4192) | 3571 | 23MBR305 | Stack+Diffusor+Diverter | 1 | PCE | Germany | [6 empty] | 2323 | S-2323-0007-A-23-3571-00263591-N | 9889 | 6759.38 | 2.6 | 560 | 220 | 210 | 11744-1000-23 | 22729319 | 731414 | N | N
Polo | Braden-Europe B.V. HEERLEN | TPMC | Desviador | Diverter & BP Field parts and insulation | [ID 302] - Chapa de acero 27 x 10 | [ID 302] - PLATE 27 x 10 | 3571 | 23MBR305 | Stack+Diffusor+Diverter | 24 | PCE | Germany | [6 empty] | 2323 | S-2323-0007-A-23-3571-00263591-N | 9889 | 6759.38 | 15.3 | 560 | 220 | 210 | 11744-1000-23 | 22729320 | 730890 | N | N
Polo | Braden-Europe B.V. HEERLEN | TPMC | Desviador | Diverter & BP Field parts and insulation | [ID 358] - Ensamblaje (Base pedestal A-02) | [ID 358] - Assembly (FOOT SUPPORT A-02) | 3571 | 23MBR305 | Stack+Diffusor+Diverter | 5 | PCE | Germany | [6 empty] | 2323 | S-2323-0007-A-23-3571-00263591-N | 9889 | 6759.38 | 547.69 | 560 | 220 | 210 | 11744-1000-23 | 22729321 | 730890 | N | N
Polo | Braden-Europe B.V. HEERLEN | TPMC | Desviador | Diverter & BP Field parts and insulation | [ID 362] - Marco interior Taponado conexión | [ID 362] - INNERFRAME CAPPING CONNECTION PIECE | 3571 | 23MBR305 | Stack+Diffusor+Diverter | 13 | PCE | Germany | [6 empty] | 2323 | S-2323-0007-A-23-3571-00263591-N | 9889 | 6759.38 | 5.6 | 560 | 220 | 210 | 11744-1000-23 | 22729322 | 730890 | N | N
Polo | Braden-Europe B.V. HEERLEN | TPMC | Desviador | Diverter & BP Field parts and insulation | [ID 363] - Chapa de acero | [ID 363] - PLATE | 3571 | 23MBR305 | Stack+Diffusor+Diverter | 14 | PCE | Germany | [6 empty] | 2323 | S-2323-0007-A-23-3571-00263591-N | 9889 | 6759.38 | 0.8 | 560 | 220 | 210 | 11744-1000-23 | 22729323 | 730890 | N | N
Polo | Braden-Europe B.V. HEERLEN | TPMC | Desviador | Diverter & BP Field parts and insulation | [ID 364] - Marco interior Taponado conexión | [ID 364] - INNERFRAME CAPPING CONNECTION PIECE | 3571 | 23MBR305 | Stack+Diffusor+Diverter | 1 | PCE | Germany | [6 empty] | 2323 | S-2323-0007-A-23-3571-00263591-N | 9889 | 6759.38 | 0.2 | 560 | 220 | 210 | 11744-1000-23 | 22729324 | 730890 | N | N
Polo | Braden-Europe B.V. HEERLEN | TPMC | Desviador | Diverter & BP Field parts and insulation | [ID 365] - Chapa de acero | [ID 365] - PLATE | 3571 | 23MBR305 | Stack+Diffusor+Diverter | 24 | PCE | Germany | [6 empty] | 2323 | S-2323-0007-A-23-3571-00263591-N | 9889 | 6759.38 | 3.4 | 560 | 220 | 210 | 11744-1000-23 | 22729325 | 730890 | N | N
Polo | Braden-Europe B.V. HEERLEN | TPMC | Desviador | Diverter & BP Field parts and insulation | [ID 366] - Chapa de acero | [ID 366] - PLATE | 3571 | 23MBR305 | Stack+Diffusor+Diverter | 32 | PCE | Germany | [6 empty] | 2323 | S-2323-0007-A-23-3571-00263591-N | 9889 | 6759.38 | 2.6 | 560 | 220 | 210 | 11744-1000-23 | 22729326 | 730890 | N | N
Polo | Braden-Europe B.V. HEERLEN | TPMC | Desviador | Diverter & BP Field parts and insulation | [ID 367] - Chapa de acero | [ID 367] - PLATE | 3571 | 23MBR305 | Stack+Diffusor+Diverter | 14 | PCE | Germany | [6 empty] | 2323 | S-2323-0007-A-23-3571-00263591-N | 9889 | 6759.38 | 1.1 | 560 | 220 | 210 | 11744-1000-23 | 22729327 | 730890 | N | N
Polo | Braden-Europe B.V. HEERLEN | TPMC | Desviador | Diverter & BP Field parts and insulation | [ID 368] - Chapa de acero | [ID 368] - PLATE | 3571 | 23MBR305 | Stack+Diffusor+Diverter | 4 | PCE | Germany | [6 empty] | 2323 | S-2323-0007-A-23-3571-00263591-N | 9889 | 6759.38 | 1.5 | 560 | 220 | 210 | 11744-1000-23 | 22729328 | 730890 | N | N
Polo | Braden-Europe B.V. HEERLEN | TPMC | Desviador | Diverter & BP Field parts and insulation | [ID 369] - Chapa de acero | [ID 369] - PLATE | 3571 | 23MBR305 | Stack+Diffusor+Diverter | 4 | PCE | Germany | [6 empty] | 2323 | S-2323-0007-A-23-3571-00263591-N | 9889 | 6759.38 | 0.8 | 560 | 220 | 210 | 11744-1000-23 | 22729329 | 730890 | N | N
Polo | Braden-Europe B.V. HEERLEN | TPMC | Desviador | Diverter & BP Field parts and insulation | [ID 370] - Chapa de acero | [ID 370] - PLATE | 3571 | 23MBR305 | Stack+Diffusor+Diverter | 4 | PCE | Germany | [6 empty] | 2323 | S-2323-0007-A-23-3571-00263591-N | 9889 | 6759.38 | 1.1 | 560 | 220 | 210 | 11744-1000-23 | 22729330 | 730890 | N | N
Polo | Braden-Europe B.V. HEERLEN | TPMC | Desviador | Diverter & BP Field parts and insulation | [ID 371] - Chapa de acero | [ID 371] - PLATE | 3571 | 23MBR305 | Stack+Diffusor+Diverter | 4 | PCE | Germany | [6 empty] | 2323 | S-2323-0007-A-23-3571-00263591-N | 9889 | 6759.38 | 0.8 | 560 | 220 | 210 | 11744-1000-23 | 22729331 | 730890 | N | N
Polo | Braden-Europe B.V. HEERLEN | TPMC | Desviador | Diverter & BP Field parts and insulation | [ID 372] - Chapa de acero | [ID 372] - PLATE | 3571 | 23MBR305 | Stack+Diffusor+Diverter | 6 | PCE | Germany | [6 empty] | 2323 | S-2323-0007-A-23-3571-00263591-N | 9889 | 6759.38 | 1.7 | 560 | 220 | 210 | 11744-1000-23 | 22729332 | 730890 | N | N
Polo | Braden-Europe B.V. HEERLEN | TPMC | Desviador | Diverter & BP Field parts and insulation | [ID 373] - Chapa de acero | [ID 373] - PLATE | 3571 | 23MBR305 | Stack+Diffusor+Diverter | 6 | PCE | Germany | [6 empty] | 2323 | S-2323-0007-A-23-3571-00263591-N | 9889 | 6759.38 | 1 | 560 | 220 | 210 | 11744-1000-23 | 22729333 | 730890 | N | N
Polo | Braden-Europe B.V. HEERLEN | TPMC | Desviador | Diverter & BP Field parts and insulation | [ID 375] -Tuerca M12 (incl. 10% extra) | [ID 375] - NUT M12 (incl. 10% extra) | 3571 | 23MBR305 | Stack+Diffusor+Diverter | 62 | PCE | Germany | [6 empty] | 2323 | S-2323-0007-A-23-3571-00263591-N | 9889 | 6759.38 | 1.11 | 560 | 220 | 210 | 11744-1000-23 | 22729334 | 731816 | N | N
Polo | Braden-Europe B.V. HEERLEN | TPMC | Desviador | Diverter & BP Field parts and insulation | [ID 377] - Chapa de sellado | [ID 377] - SEAL PLATE | 3571 | 23MBR305 | Stack+Diffusor+Diverter | 1 | PCE | Germany | [6 empty] | 2323 | S-2323-0007-A-23-3571-00263591-N | 9889 | 6759.38 | 1.36 | 560 | 220 | 210 | 11744-1000-23 | 22729335 | 730890 | N | N
Polo | Braden-Europe B.V. HEERLEN | TPMC | Desviador | Diverter & BP Field parts and insulation | [ID 378] - Chapa de sellado | [ID 378] - SEAL PLATE | 3571 | 23MBR305 | Stack+Diffusor+Diverter | 1 | PCE | Germany | [6 empty] | 2323 | S-2323-0007-A-23-3571-00263591-N | 9889 | 6759.38 | 1.54 | 560 | 220 | 210 | 11744-1000-23 | 22729336 | 730890 | N | N
Polo | Braden-Europe B.V. HEERLEN | TPMC | Desviador | Diverter & BP Field parts and insulation | [ID 379] - Chapa de sellado | [ID 379] - SEAL PLATE | 3571 | 23MBR305 | Stack+Diffusor+Diverter | 1 | PCE | Germany | [6 empty] | 2323 | S-2323-0007-A-23-3571-00263591-N | 9889 | 6759.38 | 1.55 | 560 | 220 | 210 | 11744-1000-23 | 22729337 | 730890 | N | N
Polo | Braden-Europe B.V. HEERLEN | TPMC | Desviador | Diverter & BP Field parts and insulation | [ID 380] - Chapa de sellado | [ID 380] - SEAL PLATE | 3571 | 23MBR305 | Stack+Diffusor+Diverter | 1 | PCE | Germany | [6 empty] | 2323 | S-2323-0007-A-23-3571-00263591-N | 9889 | 6759.38 | 1.78 | 560 | 220 | 210 | 11744-1000-23 | 22729338 | 730890 | N | N
Polo | Braden-Europe B.V. HEERLEN | TPMC | Desviador | Diverter & BP Field parts and insulation | [ID 381] - Chapa de sellado | [ID 381] - SEAL PLATE | 3571 | 23MBR305 | Stack+Diffusor+Diverter | 1 | PCE | Germany | [6 empty] | 2323 | S-2323-0007-A-23-3571-00263591-N | 9889 | 6759.38 | 2.01 | 560 | 220 | 210 | 11744-1000-23 | 22729339 | 730890 | N | N
Polo | Braden-Europe B.V. HEERLEN | TPMC | Desviador | Diverter & BP Field parts and insulation | [ID 382] - Chapa de sellado | [ID 382] - SEAL PLATE | 3571 | 23MBR305 | Stack+Diffusor+Diverter | 1 | PCE | Germany | [6 empty] | 2323 | S-2323-0007-A-23-3571-00263591-N | 9889 | 6759.38 | 1.9 | 560 | 220 | 210 | 11744-1000-23 | 22729340 | 730890 | N | N
Polo | Braden-Europe B.V. HEERLEN | TPMC | Desviador | Diverter & BP Field parts and insulation | [ID 383] - Chapa de sellado | [ID 383] - SEAL PLATE | 3571 | 23MBR305 | Stack+Diffusor+Diverter | 6 | PCE | Germany | [6 empty] | 2323 | S-2323-0007-A-23-3571-00263591-N | 9889 | 6759.38 | 19.79 | 560 | 220 | 210 | 11744-1000-23 | 22729341 | 730890 | N | N
Polo | Braden-Europe B.V. HEERLEN | TPMC | Desviador | Diverter & BP Field parts and insulation | [ID 384] - Chapa de sellado | [ID 384] - SEAL PLATE | 3571 | 23MBR305 | Stack+Diffusor+Diverter | 1 | PCE | Germany | [6 empty] | 2323 | S-2323-0007-A-23-3571-00263591-N | 9889 | 6759.38 | 4.52 | 560 | 220 | 210 | 11744-1000-23 | 22729342 | 730890 | N | N
Polo | Braden-Europe B.V. HEERLEN | TPMC | Desviador | Diverter & BP Field parts and insulation | [ID 385] - Chapa de sellado | [ID 385] - SEAL PLATE | 3571 | 23MBR305 | Stack+Diffusor+Diverter | 4 | PCE | Germany | [6 empty] | 2323 | S-2323-0007-A-23-3571-00263591-N | 9889 | 6759.38 | 13 | 560 | 220 | 210 | 11744-1000-23 | 22729343 | 730890 | N | N
Polo | Braden-Europe B.V. HEERLEN | TPMC | Desviador | Diverter & BP Field parts and insulation | [ID 386] - Chapa de sellado | [ID 386] - SEAL PLATE | 3571 | 23MBR305 | Stack+Diffusor+Diverter | 4 | PCE | Germany | [6 empty] | 2323 | S-2323-0007-A-23-3571-00263591-N | 9889 | 6759.38 | 23.51 | 560 | 220 | 210 | 11744-1000-23 | 22729344 | 730890 | N | N
Polo | Braden-Europe B.V. HEERLEN | TPMC | Desviador | Diverter & BP Field parts and insulation | [ID 387] - muelle de empuje | [ID 387] - BIAS SPRING | 3571 | 23MBR305 | Stack+Diffusor+Diverter | 1 | PCE | Germany | [6 empty] | 2323 | S-2323-0007-A-23-3571-00263591-N | 9889 | 6759.38 | 1.63 | 560 | 220 | 210 | 11744-1000-23 | 22729345 | 830710 | N | N
Polo | Braden-Europe B.V. HEERLEN | TPMC | Desviador | Diverter & BP Field parts and insulation | [ID 388] - muelle de empuje | [ID 388] - BIAS SPRING | 3571 | 23MBR305 | Stack+Diffusor+Diverter | 1 | PCE | Germany | [6 empty] | 2323 | S-2323-0007-A-23-3571-00263591-N | 9889 | 6759.38 | 1.87 | 560 | 220 | 210 | 11744-1000-23 | 22729346 | 830710 | N | N
Polo | Braden-Europe B.V. HEERLEN | TPMC | Desviador | Diverter & BP Field parts and insulation | [ID 389] - muelle de empuje | [ID 389] - BIAS SPRING | 3571 | 23MBR305 | Stack+Diffusor+Diverter | 1 | PCE | Germany | [6 empty] | 2323 | S-2323-0007-A-23-3571-00263591-N | 9889 | 6759.38 | 1.82 | 560 | 220 | 210 | 11744-1000-23 | 22729347 | 830710 | N | N
Polo | Braden-Europe B.V. HEERLEN | TPMC | Desviador | Diverter & BP Field parts and insulation | [ID 390] - muelle de empuje | [ID 390] - BIAS SPRING | 3571 | 23MBR305 | Stack+Diffusor+Diverter | 1 | PCE | Germany | [6 empty] | 2323 | S-2323-0007-A-23-3571-00263591-N | 9889 | 6759.38 | 2.12 | 560 | 220 | 210 | 11744-1000-23 | 22729348 | 830710 | N | N
Polo | Braden-Europe B.V. HEERLEN | TPMC | Desviador | Diverter & BP Field parts and insulation | [ID 391] - muelle de empuje | [ID 391] - BIAS SPRING | 3571 | 23MBR305 | Stack+Diffusor+Diverter | 1 | PCE | Germany | [6 empty] | 2323 | S-2323-0007-A-23-3571-00263591-N | 9889 | 6759.38 | 2.44 | 560 | 220 | 210 | 11744-1000-23 | 22729349 | 830710 | N | N
Polo | Braden-Europe B.V. HEERLEN | TPMC | Desviador | Diverter & BP Field parts and insulation | [ID 392] - muelle de empuje | [ID 392] - BIAS SPRING | 3571 | 23MBR305 | Stack+Diffusor+Diverter | 1 | PCE | Germany | [6 empty] | 2323 | S-2323-0007-A-23-3571-00263591-N | 9889 | 6759.38 | 2.24 | 560 | 220 | 210 | 11744-1000-23 | 22729350 | 830710 | N | N
Polo | Braden-Europe B.V. HEERLEN | TPMC | Desviador | Diverter & BP Field parts and insulation | [ID 393] - muelle de empuje | [ID 393] - BIAS SPRING | 3571 | 23MBR305 | Stack+Diffusor+Diverter | 8 | PCE | Germany | [6 empty] | 2323 | S-2323-0007-A-23-3571-00263591-N | 9889 | 6759.38 | 23.95 | 560 | 220 | 210 | 11744-1000-23 | 22729351 | 830710 | N | N
Polo | Braden-Europe B.V. HEERLEN | TPMC | Desviador | Diverter & BP Field parts and insulation | [ID 394] - muelle de empuje | [ID 394] - BIAS SPRING | 3571 | 23MBR305 | Stack+Diffusor+Diverter | 4 | PCE | Germany | [6 empty] | 2323 | S-2323-0007-A-23-3571-00263591-N | 9889 | 6759.38 | 12.42 | 560 | 220 | 210 | 11744-1000-23 | 22729352 | 830710 | N | N
Polo | Braden-Europe B.V. HEERLEN | TPMC | Desviador | Diverter & BP Field parts and insulation | [ID 395] - muelle de empuje | [ID 395] - BIAS SPRING | 3571 | 23MBR305 | Stack+Diffusor+Diverter | 7 | PCE | Germany | [6 empty] | 2323 | S-2323-0007-A-23-3571-00263591-N | 9889 | 6759.38 | 28.57 | 560 | 220 | 210 | 11744-1000-23 | 22729353 | 830710 | N | N
Polo | Braden-Europe B.V. HEERLEN | TPMC | Desviador | Diverter & BP Field parts and insulation | [ID 396] - Chapa de acero ( La esquina del sello) | [ID 396] - Plate (Corner Seal) | 3571 | 23MBR305 | Stack+Diffusor+Diverter | 1 | PCE | Germany | [6 empty] | 2323 | S-2323-0007-A-23-3571-00263591-N | 9889 | 6759.38 | 1.56 | 560 | 220 | 210 | 11744-1000-23 | 22729354 | 730890 | N | N
Polo | Braden-Europe B.V. HEERLEN | TPMC | Desviador | Diverter & BP Field parts and insulation | [ID 397] - Chapa de acero (La esquina del sello) | [ID 397] - Plate (Corner Seal) | 3571 | 23MBR305 | Stack+Diffusor+Diverter | 1 | PCE | Germany | [6 empty] | 2323 | S-2323-0007-A-23-3571-00263591-N | 9889 | 6759.38 | 1.64 | 560 | 220 | 210 | 11744-1000-23 | 22729355 | 730890 | N | N
Polo | Braden-Europe B.V. HEERLEN | TPMC | Desviador | Diverter & BP Field parts and insulation | [ID 398] - Chapa de acero (La esquina del sello) | [ID 398] - Plate (Corner Seal) | 3571 | 23MBR305 | Stack+Diffusor+Diverter | 1 | PCE | Germany | [6 empty] | 2323 | S-2323-0007-A-23-3571-00263591-N | 9889 | 6759.38 | 1.46 | 560 | 220 | 210 | 11744-1000-23 | 22729356 | 730890 | N | N
Polo | Braden-Europe B.V. HEERLEN | TPMC | Desviador | Diverter & BP Field parts and insulation | [ID 399] - Chapa de acero (La esquina del sello) | [ID 399] - Plate (Corner Seal) | 3571 | 23MBR305 | Stack+Diffusor+Diverter | 1 | PCE | Germany | [6 empty] | 2323 | S-2323-0007-A-23-3571-00263591-N | 9889 | 6759.38 | 1.42 | 560 | 220 | 210 | 11744-1000-23 | 22729357 | 730890 | N | N
Polo | Braden-Europe B.V. HEERLEN | TPMC | Desviador | Diverter & BP Field parts and insulation | [ID 400] - Chapa de acero (La esquina del sello) | [ID 400] - Plate (Corner Seal) | 3571 | 23MBR305 | Stack+Diffusor+Diverter | 1 | PCE | Germany | [6 empty] | 2323 | S-2323-0007-A-23-3571-00263591-N | 9889 | 6759.38 | 1.63 | 560 | 220 | 210 | 11744-1000-23 | 22729358 | 730890 | N | N
Polo | Braden-Europe B.V. HEERLEN | TPMC | Desviador | Diverter & BP Field parts and insulation | [ID 401] - Chapa de acero (La esquina del sello) | [ID 401] - Plate (Corner Seal) | 3571 | 23MBR305 | Stack+Diffusor+Diverter | 1 | PCE | Germany | [6 empty] | 2323 | S-2323-0007-A-23-3571-00263591-N | 9889 | 6759.38 | 1.67 | 560 | 220 | 210 | 11744-1000-23 | 22729359 | 730890 | N | N
Polo | Braden-Europe B.V. HEERLEN | TPMC | Desviador | Diverter & BP Field parts and insulation | [ID 402] - Chapa de acero (La esquina del sello) | [ID 402] - Plate (Corner Seal) | 3571 | 23MBR305 | Stack+Diffusor+Diverter | 1 | PCE | Germany | [6 empty] | 2323 | S-2323-0007-A-23-3571-00263591-N | 9889 | 6759.38 | 1.62 | 560 | 220 | 210 | 11744-1000-23 | 22729360 | 730890 | N | N
Polo | Braden-Europe B.V. HEERLEN | TPMC | Desviador | Diverter & BP Field parts and insulation | [ID 403] - Chapa de acero (La esquina del sello) | [ID 403] - Plate (Corner Seal) | 3571 | 23MBR305 | Stack+Diffusor+Diverter | 1 | PCE | Germany | [6 empty] | 2323 | S-2323-0007-A-23-3571-00263591-N | 9889 | 6759.38 | 1.85 | 560 | 220 | 210 | 11744-1000-23 | 22729361 | 730890 | N | N
Polo | Braden-Europe B.V. HEERLEN | TPMC | Desviador | Diverter & BP Field parts and insulation | [ID 404] - muelle de empuje R.H. | [ID 404] - Bias Spring R.H. | 3571 | 23MBR305 | Stack+Diffusor+Diverter | 1 | PCE | Germany | [6 empty] | 2323 | S-2323-0007-A-23-3571-00263591-N | 9889 | 6759.38 | 0.79 | 560 | 220 | 210 | 11744-1000-23 | 22729362 | 830710 | N | N
Polo | Braden-Europe B.V. HEERLEN | TPMC | Desviador | Diverter & BP Field parts and insulation | [ID 405] - muelle de empuje L.H. | [ID 405] - Bias Spring L.H. | 3571 | 23MBR305 | Stack+Diffusor+Diverter | 1 | PCE | Germany | [6 empty] | 2323 | S-2323-0007-A-23-3571-00263591-N | 9889 | 6759.38 | 0.79 | 560 | 220 | 210 | 11744-1000-23 | 22729363 | 830710 | N | N
Polo | Braden-Europe B.V. HEERLEN | TPMC | Desviador | Diverter & BP Field parts and insulation | [ID 406] - muelle de empuje R.H. | [ID 406] - Bias Spring R.H. | 3571 | 23MBR305 | Stack+Diffusor+Diverter | 1 | PCE | Germany | [6 empty] | 2323 | S-2323-0007-A-23-3571-00263591-N | 9889 | 6759.38 | 0.84 | 560 | 220 | 210 | 11744-1000-23 | 22729364 | 830710 | N | N
Polo | Braden-Europe B.V. HEERLEN | TPMC | Desviador | Diverter & BP Field parts and insulation | [ID 407] - muelle de empuje L.H. | [ID 407] - Bias Spring L.H. | 3571 | 23MBR305 | Stack+Diffusor+Diverter | 1 | PCE | Germany | [6 empty] | 2323 | S-2323-0007-A-23-3571-00263591-N | 9889 | 6759.38 | 0.84 | 560 | 220 | 210 | 11744-1000-23 | 22729365 | 830710 | N | N
Polo | Braden-Europe B.V. HEERLEN | TPMC | Desviador | Diverter & BP Field parts and insulation | [ID 408] - muelle de empuje R.H. | [ID 408] - Bias Spring R.H. | 3571 | 23MBR305 | Stack+Diffusor+Diverter | 1 | PCE | Germany | [6 empty] | 2323 | S-2323-0007-A-23-3571-00263591-N | 9889 | 6759.38 | 0.74 | 560 | 220 | 210 | 11744-1000-23 | 22729366 | 830710 | N | N
Polo | Braden-Europe B.V. HEERLEN | TPMC | Desviador | Diverter & BP Field parts and insulation | [ID 409] - muelle de empuje L.H. | [ID 409] - Bias Spring L.H. | 3571 | 23MBR305 | Stack+Diffusor+Diverter | 1 | PCE | Germany | [6 empty] | 2323 | S-2323-0007-A-23-3571-00263591-N | 9889 | 6759.38 | 0.74 | 560 | 220 | 210 | 11744-1000-23 | 22729367 | 830710 | N | N
Polo | Braden-Europe B.V. HEERLEN | TPMC | Desviador | Diverter & BP Field parts and insulation | [ID 410] - muelle de empuje R.H. | [ID 410] - Bias Spring R.H. | 3571 | 23MBR305 | Stack+Diffusor+Diverter | 1 | PCE | Germany | [6 empty] | 2323 | S-2323-0007-A-23-3571-00263591-N | 9889 | 6759.38 | 0.71 | 560 | 220 | 210 | 11744-1000-23 | 22729368 | 830710 | N | N
Polo | Braden-Europe B.V. HEERLEN | TPMC | Desviador | Diverter & BP Field parts and insulation | [ID 411] - muelle de empuje L.H. | [ID 411] - Bias Spring L.H. | 3571 | 23MBR305 | Stack+Diffusor+Diverter | 1 | PCE | Germany | [6 empty] | 2323 | S-2323-0007-A-23-3571-00263591-N | 9889 | 6759.38 | 0.71 | 560 | 220 | 210 | 11744-1000-23 | 22729369 | 830710 | N | N
Polo | Braden-Europe B.V. HEERLEN | TPMC | Desviador | Diverter & BP Field parts and insulation | [ID 412] - muelle de empuje R.H. | [ID 412] - Bias Spring R.H. | 3571 | 23MBR305 | Stack+Diffusor+Diverter | 1 | PCE | Germany | [6 empty] | 2323 | S-2323-0007-A-23-3571-00263591-N | 9889 | 6759.38 | 0.82 | 560 | 220 | 210 | 11744-1000-23 | 22729370 | 830710 | N | N
Polo | Braden-Europe B.V. HEERLEN | TPMC | Desviador | Diverter & BP Field parts and insulation | [ID 413] - muelle de empuje L.H. | [ID 413] - Bias Spring L.H. | 3571 | 23MBR305 | Stack+Diffusor+Diverter | 1 | PCE | Germany | [6 empty] | 2323 | S-2323-0007-A-23-3571-00263591-N | 9889 | 6759.38 | 0.82 | 560 | 220 | 210 | 11744-1000-23 | 22729371 | 830710 | N | N
Polo | Braden-Europe B.V. HEERLEN | TPMC | Desviador | Diverter & BP Field parts and insulation | [ID 414] - muelle de empuje R.H. | [ID 414] - Bias Spring R.H. | 3571 | 23MBR305 | Stack+Diffusor+Diverter | 1 | PCE | Germany | [6 empty] | 2323 | S-2323-0007-A-23-3571-00263591-N | 9889 | 6759.38 | 0.85 | 560 | 220 | 210 | 11744-1000-23 | 22729372 | 830710 | N | N
Polo | Braden-Europe B.V. HEERLEN | TPMC | Desviador | Diverter & BP Field parts and insulation | [ID 415] - muelle de empuje L.H. | [ID 415] - Bias Spring L.H. | 3571 | 23MBR305 | Stack+Diffusor+Diverter | 1 | PCE | Germany | [6 empty] | 2323 | S-2323-0007-A-23-3571-00263591-N | 9889 | 6759.38 | 0.85 | 560 | 220 | 210 | 11744-1000-23 | 22729373 | 830710 | N | N
Polo | Braden-Europe B.V. HEERLEN | TPMC | Desviador | Diverter & BP Field parts and insulation | [ID 416] - muelle de empuje R.H. | [ID 416] - Bias Spring R.H. | 3571 | 23MBR305 | Stack+Diffusor+Diverter | 1 | PCE | Germany | [6 empty] | 2323 | S-2323-0007-A-23-3571-00263591-N | 9889 | 6759.38 | 0.82 | 560 | 220 | 210 | 11744-1000-23 | 22729374 | 830710 | N | N
Polo | Braden-Europe B.V. HEERLEN | TPMC | Desviador | Diverter & BP Field parts and insulation | [ID 417] - muelle de empuje L.H. | [ID 417] - Bias Spring L.H. | 3571 | 23MBR305 | Stack+Diffusor+Diverter | 1 | PCE | Germany | [6 empty] | 2323 | S-2323-0007-A-23-3571-00263591-N | 9889 | 6759.38 | 0.82 | 560 | 220 | 210 | 11744-1000-23 | 22729375 | 830710 | N | N
Polo | Braden-Europe B.V. HEERLEN | TPMC | Desviador | Diverter & BP Field parts and insulation | [ID 418] - muelle de empuje R.H. | [ID 418] - Bias Spring R.H. | 3571 | 23MBR305 | Stack+Diffusor+Diverter | 1 | PCE | Germany | [6 empty] | 2323 | S-2323-0007-A-23-3571-00263591-N | 9889 | 6759.38 | 0.95 | 560 | 220 | 210 | 11744-1000-23 | 22729376 | 830710 | N | N
Polo | Braden-Europe B.V. HEERLEN | TPMC | Desviador | Diverter & BP Field parts and insulation | [ID 419] - muelle de empuje L.H. | [ID 419] - Bias Spring L.H. | 3571 | 23MBR305 | Stack+Diffusor+Diverter | 1 | PCE | Germany | [6 empty] | 2323 | S-2323-0007-A-23-3571-00263591-N | 9889 | 6759.38 | 0.95 | 560 | 220 | 210 | 11744-1000-23 | 22729377 | 830710 | N | N
Polo | Braden-Europe B.V. HEERLEN | TPMC | Desviador | Diverter & BP Field parts and insulation | [ID 42] - Arandela 65 mm x 10 mm (incl. 10% extra) | [ID 42] - Washer 65 mm x 10 mm (incl. 10% extra) | 3571 | 23MBR305 | Stack+Diffusor+Diverter | 18 | PCE | Germany | [6 empty] | 2323 | S-2323-0007-A-23-3571-00263591-N | 9889 | 6759.38 | 3.94 | 560 | 220 | 210 | 11744-1000-23 | 22729232 | 731822 | N | N
Polo | Braden-Europe B.V. HEERLEN | TPMC | Desviador | Diverter & BP Field parts and insulation | [ID 479] - Chapa de acero ( Chapa de bloqueo ) 50 mm x 12 mm | [ID 479] - Plate ( Locking Plate ) 50 mm x 12 mm | 3571 | 23MBR305 | Stack+Diffusor+Diverter | 4 | PCE | Germany | [6 empty] | 2323 | S-2323-0007-A-23-3571-00263591-N | 9889 | 6759.38 | 2.12 | 560 | 220 | 210 | 11744-1000-23 | 22729378 | 730890 | N | N
Polo | Braden-Europe B.V. HEERLEN | TPMC | Desviador | Diverter & BP Field parts and insulation | [ID 47] - Tubo ø60.3 x 3.6 - DIN 2448 | [ID 47] - Pipe DIN 2448 ø 60.3 mm x 3.6 mm | 3571 | 23MBR305 | Stack+Diffusor+Diverter | 1 | PCE | Germany | [6 empty] | 2323 | S-2323-0007-A-23-3571-00263591-N | 9889 | 6759.38 | 0.75 | 560 | 220 | 210 | 11744-1000-23 | 22729233 | 730490 | N | N
Polo | Braden-Europe B.V. HEERLEN | TPMC | Desviador | Diverter & BP Field parts and insulation | [ID 482] - Tornillo hexagonal M16 | [ID 482] - Hex-Head Bolt M16 | 3571 | 23MBR305 | Stack+Diffusor+Diverter | 8 | PCE | Germany | [6 empty] | 2323 | S-2323-0007-A-23-3571-00263591-N | 9889 | 6759.38 | 0.61 | 560 | 220 | 210 | 11744-1000-23 | 22729379 | 731815 | N | N
Polo | Braden-Europe B.V. HEERLEN | TPMC | Desviador | Diverter & BP Field parts and insulation | [ID 487] - Ensamblaje ( El soporto de montaje para Endstop) 453 mm x 220 mm | [ID 487] - Assembly ( Endstop Support ) 453 mm x 220 mm | 3571 | 23MBR305 | Stack+Diffusor+Diverter | 1 | PCE | Germany | [6 empty] | 2323 | S-2323-0007-A-23-3571-00263591-N | 9889 | 6759.38 | 80.54 | 560 | 220 | 210 | 11744-1000-23 | 22729380 | 730890 | N | N
Polo | Braden-Europe B.V. HEERLEN | TPMC | Desviador | Diverter & BP Field parts and insulation | [ID 488] - Chapa de acero ( Chapa de fijación ) 30 mm x 3 mm | [ID 488] - Plate ( Fixation Plate ) 30 mm x 3 mm | 3571 | 23MBR305 | Stack+Diffusor+Diverter | 1 | PCE | Germany | [6 empty] | 2323 | S-2323-0007-A-23-3571-00263591-N | 9889 | 6759.38 | 0.06 | 560 | 220 | 210 | 11744-1000-23 | 22729381 | 730890 | N | N
Polo | Braden-Europe B.V. HEERLEN | TPMC | Desviador | Diverter & BP Field parts and insulation | [ID 491] - Soporte del conducto | [ID 491] - CONDUIT SUPPORT | 3571 | 23MBR305 | Stack+Diffusor+Diverter | 7 | PCE | Germany | [6 empty] | 2323 | S-2323-0007-A-23-3571-00263591-N | 9889 | 6759.38 | 230 | 560 | 220 | 210 | 11744-1000-23 | 22729382 | 730890 | N | N
Polo | Braden-Europe B.V. HEERLEN | TPMC | Desviador | Diverter & BP Field parts and insulation | [ID 50] - Válvula de bolas 2" | [ID 50] - Ball Valve 2" | 3571 | 23MBR305 | Stack+Diffusor+Diverter | 3 | PCE | Germany | [6 empty] | 2323 | S-2323-0007-A-23-3571-00263591-N | 9889 | 6759.38 | 12.48 | 560 | 220 | 210 | 11744-1000-23 | 22729234 | 848180 | N | N
Polo | Braden-Europe B.V. HEERLEN | TPMC | Desviador | Diverter & BP Field parts and insulation | [ID 514] -Tuerca hexagonal DIN 934- M12 (incl. 10% extra) | [ID 514] - Hex- Nut DIN 934 - M12 (incl. 10% extra) | 3571 | 23MBR305 | Stack+Diffusor+Diverter | 91 | PCE | Germany | [6 empty] | 2323 | S-2323-0007-A-23-3571-00263591-N | 9889 | 6759.38 | 1.56 | 560 | 220 | 210 | 11744-1000-23 | 22729383 | 731816 | N | N
Polo | Braden-Europe B.V. HEERLEN | TPMC | Desviador | Diverter & BP Field parts and insulation | [ID 515] - Chapa de acero (Aislamiento) | [ID 515] - LINER-PLATE | 3571 | 23MBR305 | Stack+Diffusor+Diverter | 2 | PCE | Germany | [6 empty] | 2323 | S-2323-0007-A-23-3571-00263591-N | 9889 | 6759.38 | 85.36 | 560 | 220 | 210 | 11744-1000-23 | 22729384 | 730890 | N | N
Polo | Braden-Europe B.V. HEERLEN | TPMC | Desviador | Diverter & BP Field parts and insulation | [ID 516] - Chapa de acero (Aislamiento) | [ID 516] - LINER-PLATE | 3571 | 23MBR305 | Stack+Diffusor+Diverter | 2 | PCE | Germany | [6 empty] | 2323 | S-2323-0007-A-23-3571-00263591-N | 9889 | 6759.38 | 55 | 560 | 220 | 210 | 11744-1000-23 | 22729385 | 730890 | N | N
Polo | Braden-Europe B.V. HEERLEN | TPMC | Desviador | Diverter & BP Field parts and insulation | [ID 517] - Chapa de acero (Aislamiento) | [ID 517] - LINER-PLATE | 3571 | 23MBR305 | Stack+Diffusor+Diverter | 2 | PCE | Germany | [6 empty] | 2323 | S-2323-0007-A-23-3571-00263591-N | 9889 | 6759.38 | 85.26 | 560 | 220 | 210 | 11744-1000-23 | 22729386 | 730890 | N | N
Polo | Braden-Europe B.V. HEERLEN | TPMC | Desviador | Diverter & BP Field parts and insulation | [ID 518] - El perfil- U | [ID 518] - U-SHAPE | 3571 | 23MBR305 | Stack+Diffusor+Diverter | 8 | PCE | Germany | [6 empty] | 2323 | S-2323-0007-A-23-3571-00263591-N | 9889 | 6759.38 | 45.77 | 560 | 220 | 210 | 11744-1000-23 | 22729387 | 732690 | N | N
Polo | Braden-Europe B.V. HEERLEN | TPMC | Desviador | Diverter & BP Field parts and insulation | [ID 519] - El perfil- U | [ID 519] - U-SHAPE | 3571 | 23MBR305 | Stack+Diffusor+Diverter | 4 | PCE | Germany | [6 empty] | 2323 | S-2323-0007-A-23-3571-00263591-N | 9889 | 6759.38 | 12.81 | 560 | 220 | 210 | 11744-1000-23 | 22729388 | 732690 | N | N
Polo | Braden-Europe B.V. HEERLEN | TPMC | Desviador | Diverter & BP Field parts and insulation | [ID 520] - Chapa de sujeción | [ID 520] - CLAMP PLATE | 3571 | 23MBR305 | Stack+Diffusor+Diverter | 6 | PCE | Germany | [6 empty] | 2323 | S-2323-0007-A-23-3571-00263591-N | 9889 | 6759.38 | 26.94 | 560 | 220 | 210 | 11744-1000-23 | 22729389 | 730890 | N | N
Polo | Braden-Europe B.V. HEERLEN | TPMC | Desviador | Diverter & BP Field parts and insulation | [ID 521] - Chapa de sujeción | [ID 521] - CLAMP PLATE | 3571 | 23MBR305 | Stack+Diffusor+Diverter | 2 | PCE | Germany | [6 empty] | 2323 | S-2323-0007-A-23-3571-00263591-N | 9889 | 6759.38 | 8.79 | 560 | 220 | 210 | 11744-1000-23 | 22729390 | 730890 | N | N
Polo | Braden-Europe B.V. HEERLEN | TPMC | Desviador | Diverter & BP Field parts and insulation | [ID 522] - CONEXIÓN DEL INTERRUPTOR DE LÍMITE | [ID 522] - LIMIT SWITCH CONNECTION. | 3571 | 23MBR305 | Stack+Diffusor+Diverter | 1 | PCE | Germany | [6 empty] | 2323 | S-2323-0007-A-23-3571-00263591-N | 9889 | 6759.38 | 3.92 | 560 | 220 | 210 | 11744-1000-23 | 22729391 | 853710 | N | N
Polo | Braden-Europe B.V. HEERLEN | TPMC | Desviador | Diverter & BP Field parts and insulation | [ID 523] - Conexión de eje ø 30 mm | [ID 523] - CONNECTION SHAFT ø 30 mm | 3571 | 23MBR305 | Stack+Diffusor+Diverter | 1 | PCE | Germany | [6 empty] | 2323 | S-2323-0007-A-23-3571-00263591-N | 9889 | 6759.38 | 5.71 | 560 | 220 | 210 | 11744-1000-23 | 22729392 | 722230 | N | N
Polo | Braden-Europe B.V. HEERLEN | TPMC | Desviador | Diverter & BP Field parts and insulation | [ID 524] - El centro de Cuchilla | [ID 524] - BLADE CENTER. | 3571 | 23MBR305 | Stack+Diffusor+Diverter | 1 | PCE | Germany | [6 empty] | 2323 | S-2323-0007-A-23-3571-00263591-N | 9889 | 6759.38 | 42.72 | 560 | 220 | 210 | 11744-1000-23 | 22729393 | 730890 | N | N
Polo | Braden-Europe B.V. HEERLEN | TPMC | Desviador | Diverter & BP Field parts and insulation | [ID 526] - Tornillo hexagonal DIN 933 - M12 x 55 (incl. 10% extra) | [ID 526] - Hex-Head Bolt DIN 933 - M12 x 55 (incl. 10% extra) | 3571 | 23MBR305 | Stack+Diffusor+Diverter | 36 | PCE | Germany | [6 empty] | 2323 | S-2323-0007-A-23-3571-00263591-N | 9889 | 6759.38 | 2.33 | 560 | 220 | 210 | 11744-1000-23 | 22729394 | 731815 | N | N
Polo | Braden-Europe B.V. HEERLEN | TPMC | Desviador | Diverter & BP Field parts and insulation | [ID 527] - Arandela DIN 125 - A 13 (incl. 10% extra) | [ID 527] - Washer DIN 125 - A 13 (incl. 10% extra) | 3571 | 23MBR305 | Stack+Diffusor+Diverter | 38 | PCE | Germany | [6 empty] | 2323 | S-2323-0007-A-23-3571-00263591-N | 9889 | 6759.38 | 0.23 | 560 | 220 | 210 | 11744-1000-23 | 22729395 | 731822 | N | N
Polo | Braden-Europe B.V. HEERLEN | TPMC | Desviador | Diverter & BP Field parts and insulation | [ID 528] - Arandela DIN 9021 - A 13 (incl. 10% extra) | [ID 528] - Washer DIN 9021 - 13 (incl. 10% extra) | 3571 | 23MBR305 | Stack+Diffusor+Diverter | 60 | PCE | Germany | [6 empty] | 2323 | S-2323-0007-A-23-3571-00263591-N | 9889 | 6759.38 | 1.31 | 560 | 220 | 210 | 11744-1000-23 | 22729396 | 731822 | N | N
Polo | Braden-Europe B.V. HEERLEN | TPMC | Desviador | Diverter & BP Field parts and insulation | [ID 529] - Tuerca hexagonal DIN 934- M12 (incl. 10% extra) | [ID 529] - Hex Nut DIN 934 - M12 (incl. 10% extra) | 3571 | 23MBR305 | Stack+Diffusor+Diverter | 60 | PCE | Germany | [6 empty] | 2323 | S-2323-0007-A-23-3571-00263591-N | 9889 | 6759.38 | 1.03 | 560 | 220 | 210 | 11744-1000-23 | 22729397 | 731816 | N | N
Polo | Braden-Europe B.V. HEERLEN | TPMC | Desviador | Diverter & BP Field parts and insulation | [ID 530] - Tornillo hexagonal DIN 933 - M12 x 40 (incl. 10% extra) | [ID 530] - Hex- Head Bolt DIN 933 - M12 x 40 (incl. 10% extra) | 3571 | 23MBR305 | Stack+Diffusor+Diverter | 25 | PCE | Germany | [6 empty] | 2323 | S-2323-0007-A-23-3571-00263591-N | 9889 | 6759.38 | 1.02 | 560 | 220 | 210 | 11744-1000-23 | 22729398 | 731815 | N | N
Polo | Braden-Europe B.V. HEERLEN | TPMC | Desviador | Diverter & BP Field parts and insulation | [ID 531] - Arandela DIN 125 - A 17 (incl. 10% extra) | [ID 531] - Washer DIN 125 -A 17 (incl. 10% extra) | 3571 | 23MBR305 | Stack+Diffusor+Diverter | 14 | PCE | Germany | [6 empty] | 2323 | S-2323-0007-A-23-3571-00263591-N | 9889 | 6759.38 | 0.15 | 560 | 220 | 210 | 11744-1000-23 | 22729399 | 731822 | N | N
Polo | Braden-Europe B.V. HEERLEN | TPMC | Desviador | Diverter & BP Field parts and insulation | [ID 532] -Tuerca hexagonal DIN 934- M16 (incl. 10% extra) | [ID 532] - Hex- Nut DIN 934 - M16 (incl. 10% extra) | 3571 | 23MBR305 | Stack+Diffusor+Diverter | 9 | PCE | Germany | [6 empty] | 2323 | S-2323-0007-A-23-3571-00263591-N | 9889 | 6759.38 | 0.3 | 560 | 220 | 210 | 11744-1000-23 | 22729400 | 731816 | N | N
Polo | Braden-Europe B.V. HEERLEN | TPMC | Desviador | Diverter & BP Field parts and insulation | [ID 533] - Tornillo hexagonal DIN 933 - M16 x 70 (incl. 10% extra) | [ID 533] - Hex- Head Bolt DIN 933 - M16 x 70 (incl. 10% extra) | 3571 | 23MBR305 | Stack+Diffusor+Diverter | 5 | PCE | Germany | [6 empty] | 2323 | S-2323-0007-A-23-3571-00263591-N | 9889 | 6759.38 | 0.73 | 560 | 220 | 210 | 11744-1000-23 | 22729401 | 731815 | N | N
Polo | Braden-Europe B.V. HEERLEN | TPMC | Desviador | Diverter & BP Field parts and insulation | [ID 534] - Arandela DIN 9021 - A 17 (incl. 10% extra) | [ID 534] - Washer DIN 9021 - 17 (incl. 10% extra) | 3571 | 23MBR305 | Stack+Diffusor+Diverter | 5 | PCE | Germany | [6 empty] | 2323 | S-2323-0007-A-23-3571-00263591-N | 9889 | 6759.38 | 0.2 | 560 | 220 | 210 | 11744-1000-23 | 22729402 | 731822 | N | N
Polo | Braden-Europe B.V. HEERLEN | TPMC | Desviador | Diverter & BP Field parts and insulation | [ID 535] -Tornillo hexagonal DIN 933 - M16 x 60 (incl. 10% extra) | [ID 535] - Hex- Head Bolt DIN 933 - M16 x 60 (incl. 10% extra) | 3571 | 23MBR305 | Stack+Diffusor+Diverter | 5 | PCE | Germany | [6 empty] | 2323 | S-2323-0007-A-23-3571-00263591-N | 9889 | 6759.38 | 0.65 | 560 | 220 | 210 | 11744-1000-23 | 22729403 | 731815 | N | N
Polo | Braden-Europe B.V. HEERLEN | TPMC | Desviador | Diverter & BP Field parts and insulation | [ID 537] - Estructura de válvula membrana REINFORCEMENT | [ID 537] - BLADE MEMBRANE REINFORCEMENT | 3571 | 23MBR305 | Stack+Diffusor+Diverter | 2 | PCE | Germany | [6 empty] | 2323 | S-2323-0007-A-23-3571-00263591-N | 9889 | 6759.38 | 11.94 | 560 | 220 | 210 | 11744-1000-23 | 22729404 | 730890 | N | N
Polo | Braden-Europe B.V. HEERLEN | TPMC | Desviador | Diverter & BP Field parts and insulation | [ID 538] - Estructura de válvula membrana REINFORCEMENT | [ID 538] - BLADE MEMBRANE REINFORCEMENT | 3571 | 23MBR305 | Stack+Diffusor+Diverter | 2 | PCE | Germany | [6 empty] | 2323 | S-2323-0007-A-23-3571-00263591-N | 9889 | 6759.38 | 11.25 | 560 | 220 | 210 | 11744-1000-23 | 22729405 | 730890 | N | N
Polo | Braden-Europe B.V. HEERLEN | TPMC | Desviador | Diverter & BP Field parts and insulation | [ID 539] - Chapa de soldadura | [ID 539] - WELDING PLATE | 3571 | 23MBR305 | Stack+Diffusor+Diverter | 18 | PCE | Germany | [6 empty] | 2323 | S-2323-0007-A-23-3571-00263591-N | 9889 | 6759.38 | 51.94 | 560 | 220 | 210 | 11744-1000-23 | 22729406 | 730890 | N | N
Polo | Braden-Europe B.V. HEERLEN | TPMC | Desviador | Diverter & BP Field parts and insulation | [ID 540] - Chapa de cubierta (Intermedio) | [ID 540] - COVER PLATE (Middle) | 3571 | 23MBR305 | Stack+Diffusor+Diverter | 4 | PCE | Germany | [6 empty] | 2323 | S-2323-0007-A-23-3571-00263591-N | 9889 | 6759.38 | 6.7 | 560 | 220 | 210 | 11744-1000-23 | 22729407 | 730890 | N | N
Polo | Braden-Europe B.V. HEERLEN | TPMC | Desviador | Diverter & BP Field parts and insulation | [ID 541] - Chapa de cubierta de hoja (Chapa de sierre) | [ID 541] - BLADE COVER PLATE (Closing Plate) | 3571 | 23MBR305 | Stack+Diffusor+Diverter | 2 | PCE | Germany | [6 empty] | 2323 | S-2323-0007-A-23-3571-00263591-N | 9889 | 6759.38 | 55.57 | 560 | 220 | 210 | 11744-1000-23 | 22729408 | 730890 | N | N
Polo | Braden-Europe B.V. HEERLEN | TPMC | Desviador | Diverter & BP Field parts and insulation | [ID 542] - Clip de Sellado (U-forma) | [ID 542] - SEAL CLIP (U-Shape) | 3571 | 23MBR305 | Stack+Diffusor+Diverter | 8 | PCE | Germany | [6 empty] | 2323 | S-2323-0007-A-23-3571-00263591-N | 9889 | 6759.38 | 0.93 | 560 | 220 | 210 | 11744-1000-23 | 22729409 | 732690 | N | N
Polo | Braden-Europe B.V. HEERLEN | TPMC | Desviador | Diverter & BP Field parts and insulation | [ID 543] - Chapa de acero | [ID 543] - PLATE | 3571 | 23MBR305 | Stack+Diffusor+Diverter | 4 | PCE | Germany | [6 empty] | 2323 | S-2323-0007-A-23-3571-00263591-N | 9889 | 6759.38 | 1.13 | 560 | 220 | 210 | 11744-1000-23 | 22729410 | 730890 | N | N
Polo | Braden-Europe B.V. HEERLEN | TPMC | Desviador | Diverter & BP Field parts and insulation | [ID 544] - Chapa de acero | [ID 544] - PLATE | 3571 | 23MBR305 | Stack+Diffusor+Diverter | 4 | PCE | Germany | [6 empty] | 2323 | S-2323-0007-A-23-3571-00263591-N | 9889 | 6759.38 | 0.66 | 560 | 220 | 210 | 11744-1000-23 | 22729411 | 730890 | N | N
Polo | Braden-Europe B.V. HEERLEN | TPMC | Desviador | Diverter & BP Field parts and insulation | [ID 545] - Sellado Marco interior | [ID 545] - INNERBLADE SEAL | 3571 | 23MBR305 | Stack+Diffusor+Diverter | 4 | PCE | Germany | [6 empty] | 2323 | S-2323-0007-A-23-3571-00263591-N | 9889 | 6759.38 | 1.17 | 560 | 220 | 210 | 11744-1000-23 | 22729412 | 730890 | N | N
Polo | Braden-Europe B.V. HEERLEN | TPMC | Desviador | Diverter & BP Field parts and insulation | [ID 546] - Ensamblaje de Sellado Estructura (Forma piso) | [ID 546] - SEAL FRAME ASS. (Flat Shape) | 3571 | 23MBR305 | Stack+Diffusor+Diverter | 2 | PCE | Germany | [6 empty] | 2323 | S-2323-0007-A-23-3571-00263591-N | 9889 | 6759.38 | 20.85 | 560 | 220 | 210 | 11744-1000-23 | 22729413 | 730890 | N | N
Polo | Braden-Europe B.V. HEERLEN | TPMC | Desviador | Diverter & BP Field parts and insulation | [ID 547] - Ensamblaje de Sellado Estructura. (Forma piso) | [ID 547] - SEAL FRAME ASS. (Flat Shape) | 3571 | 23MBR305 | Stack+Diffusor+Diverter | 2 | PCE | Germany | [6 empty] | 2323 | S-2323-0007-A-23-3571-00263591-N | 9889 | 6759.38 | 27.92 | 560 | 220 | 210 | 11744-1000-23 | 22729414 | 730890 | N | N
Polo | Braden-Europe B.V. HEERLEN | TPMC | Desviador | Diverter & BP Field parts and insulation | [ID 548] -Arandela cuadrada | [ID 548] - WASHER SQUARE | 3571 | 23MBR305 | Stack+Diffusor+Diverter | 60 | PCE | Germany | [6 empty] | 2323 | S-2323-0007-A-23-3571-00263591-N | 9889 | 6759.38 | 7.78 | 560 | 220 | 210 | 11744-1000-23 | 22729415 | 731822 | N | N
Polo | Braden-Europe B.V. HEERLEN | TPMC | Desviador | Diverter & BP Field parts and insulation | [ID 549] -Arandela ø 75 mm / 14 mm t= 3 mm | [ID 549] - WASHER ø 75 mm / 14 mm t= 3 mm | 3571 | 23MBR305 | Stack+Diffusor+Diverter | 22 | PCE | Germany | [6 empty] | 2323 | S-2323-0007-A-23-3571-00263591-N | 9889 | 6759.38 | 2.22 | 560 | 220 | 210 | 11744-1000-23 | 22729416 | 731822 | N | N
Polo | Braden-Europe B.V. HEERLEN | TPMC | Desviador | Diverter & BP Field parts and insulation | [ID 550] - Sellado Estructura (U-forma) | [ID 550] - SEAL FRAME (U-Shape) | 3571 | 23MBR305 | Stack+Diffusor+Diverter | 4 | PCE | Germany | [6 empty] | 2323 | S-2323-0007-A-23-3571-00263591-N | 9889 | 6759.38 | 47.08 | 560 | 220 | 210 | 11744-1000-23 | 22729417 | 732690 | N | N
Polo | Braden-Europe B.V. HEERLEN | TPMC | Desviador | Diverter & BP Field parts and insulation | [ID 55] -Ensamblaje (metal estuche A13) 144 mm x 75 mm | [ID 55] - Assembly (SCALLOP A13) 144 mm x 75 mm | 3571 | 23MBR305 | Stack+Diffusor+Diverter | 4 | PCE | Germany | [6 empty] | 2323 | S-2323-0007-A-23-3571-00263591-N | 9889 | 6759.38 | 2.71 | 560 | 220 | 210 | 11744-1000-23 | 22729235 | 732690 | N | N
Polo | Braden-Europe B.V. HEERLEN | TPMC | Desviador | Diverter & BP Field parts and insulation | [ID 56] - Ensamblaje (metal estuche A14) 235 mm x 100 mm | [ID 56] - Assembly (SCALLOP A14) 235 mm x 100 mm | 3571 | 23MBR305 | Stack+Diffusor+Diverter | 2 | PCE | Germany | [6 empty] | 2323 | S-2323-0007-A-23-3571-00263591-N | 9889 | 6759.38 | 3.01 | 560 | 220 | 210 | 11744-1000-23 | 22729236 | 732690 | N | N
Polo | Braden-Europe B.V. HEERLEN | TPMC | Desviador | Diverter & BP Field parts and insulation | [ID 570] - Perfil-L 75 x 8 | [ID 570] - L 75 x 8 | 3571 | 23MBR305 | Stack+Diffusor+Diverter | 3 | PCE | Germany | [6 empty] | 2323 | S-2323-0007-A-23-3571-00263591-N | 9889 | 6759.38 | 151.5 | 560 | 220 | 210 | 11744-1000-23 | 22729418 | 730890 | N | N
Polo | Braden-Europe B.V. HEERLEN | TPMC | Desviador | Diverter & BP Field parts and insulation | [ID 571] - Perfil-L 75 x 8 | [ID 571] - L 75 x 8 | 3571 | 23MBR305 | Stack+Diffusor+Diverter | 1 | PCE | Germany | [6 empty] | 2323 | S-2323-0007-A-23-3571-00263591-N | 9889 | 6759.38 | 51.6 | 560 | 220 | 210 | 11744-1000-23 | 22729419 | 730890 | N | N
Polo | Braden-Europe B.V. HEERLEN | TPMC | Desviador | Diverter & BP Field parts and insulation | [ID 572] - Chapa de acero 50 x 5 | [ID 572] - PLATE 50 x 5 | 3571 | 23MBR305 | Stack+Diffusor+Diverter | 14 | PCE | Germany | [6 empty] | 2323 | S-2323-0007-A-23-3571-00263591-N | 9889 | 6759.38 | 14.7 | 560 | 220 | 210 | 11744-1000-23 | 22729420 | 730890 | N | N
Polo | Braden-Europe B.V. HEERLEN | TPMC | Desviador | Diverter & BP Field parts and insulation | [ID 573] - Chapa de acero 320 x 1 | [ID 573] - PLATE 320 x 1 | 3571 | 23MBR305 | Stack+Diffusor+Diverter | 13 | PCE | Germany | [6 empty] | 2323 | S-2323-0007-A-23-3571-00263591-N | 9889 | 6759.38 | 28.7 | 560 | 220 | 210 | 11744-1000-23 | 22729421 | 730890 | N | N
Polo | Braden-Europe B.V. HEERLEN | TPMC | Desviador | Diverter & BP Field parts and insulation | [ID 574] - Tornillo ST 6.3x16 PER IS0 1479 F | [ID 574] - BOLT ST 6.3x16 PER IS0 1479 F | 3571 | 23MBR305 | Stack+Diffusor+Diverter | 28 | PCE | Germany | [6 empty] | 2323 | S-2323-0007-A-23-3571-00263591-N | 9889 | 6759.38 | 0.2 | 560 | 220 | 210 | 11744-1000-23 | 22729422 | 731815 | N | N
Polo | Braden-Europe B.V. HEERLEN | TPMC | Desviador | Diverter & BP Field parts and insulation | [ID 575] - Arandela A 6.4 | [ID 575] - WASHER A 6.4 | 3571 | 23MBR305 | Stack+Diffusor+Diverter | 28 | PCE | Germany | [6 empty] | 2323 | S-2323-0007-A-23-3571-00263591-N | 9889 | 6759.38 | 0.01 | 560 | 220 | 210 | 11744-1000-23 | 22729423 | 731822 | N | N
Polo | Braden-Europe B.V. HEERLEN | TPMC | Desviador | Diverter & BP Field parts and insulation | [ID 57] - Ensamblaje (metal estuche A15) 235 mm x 100 mm | [ID 57] - Assembly (SCALLOP A15) 235 mm x 100 mm | 3571 | 23MBR305 | Stack+Diffusor+Diverter | 2 | PCE | Germany | [6 empty] | 2323 | S-2323-0007-A-23-3571-00263591-N | 9889 | 6759.38 | 3.16 | 560 | 220 | 210 | 11744-1000-23 | 22729237 | 732690 | N | N
Polo | Braden-Europe B.V. HEERLEN | TPMC | Desviador | Diverter & BP Field parts and insulation | [ID 606] - Ensamblaje (Tubos para Ventilación ) | [ID 606] - Assembly (Ventilation Pipe) | 3571 | 23MBR305 | Stack+Diffusor+Diverter | 2 | PCE | Germany | [6 empty] | 2323 | S-2323-0007-A-23-3571-00263591-N | 9889 | 6759.38 | 45.22 | 560 | 220 | 210 | 11744-1000-23 | 22729424 | 730490 | N | N
Polo | Braden-Europe B.V. HEERLEN | TPMC | Desviador | Diverter & BP Field parts and insulation | [ID 607] - Ensamblaje (Soporte de trinquete) | [ID 607] - Assembly (Ratchet Support) | 3571 | 23MBR305 | Stack+Diffusor+Diverter | 1 | PCE | Germany | [6 empty] | 2323 | S-2323-0007-A-23-3571-00263591-N | 9889 | 6759.38 | 12.67 | 560 | 220 | 210 | 11744-1000-23 | 22729425 | 730890 | N | N
Polo | Braden-Europe B.V. HEERLEN | TPMC | Desviador | Diverter & BP Field parts and insulation | [ID 608] - Ensamblaje (Soporte de trinquete) | [ID 608] - Assembly (Ratchet Support) | 3571 | 23MBR305 | Stack+Diffusor+Diverter | 1 | PCE | Germany | [6 empty] | 2323 | S-2323-0007-A-23-3571-00263591-N | 9889 | 6759.38 | 12.67 | 560 | 220 | 210 | 11744-1000-23 | 22729426 | 730890 | N | N
Polo | Braden-Europe B.V. HEERLEN | TPMC | Desviador | Diverter & BP Field parts and insulation | [ID 609] - Chapa doblado (Protección contra la lluvia) | [ID 609] - Bended Plate (Rain Cover) | 3571 | 23MBR305 | Stack+Diffusor+Diverter | 1 | PCE | Germany | [6 empty] | 2323 | S-2323-0007-A-23-3571-00263591-N | 9889 | 6759.38 | 45.61 | 560 | 220 | 210 | 11744-1000-23 | 22729100 | 732690 | N | N
Polo | Braden-Europe B.V. HEERLEN | TPMC | Desviador | Diverter & BP Field parts and insulation | [ID 616] - Chapa de acero (La interfaz Desviador-Chapa obturador ) | [ID 616] - Plate (Div.-Bl PL Field Liner) | 3571 | 23MBR305 | Stack+Diffusor+Diverter | 14 | PCE | Germany | [6 empty] | 2323 | S-2323-0007-A-23-3571-00263591-N | 9889 | 6759.38 | 158.45 | 560 | 220 | 210 | 11744-1000-23 | 22729101 | 730890 | N | N
Polo | Braden-Europe B.V. HEERLEN | TPMC | Desviador | Diverter & BP Field parts and insulation | [ID 617] - Chapa de acero (La interfaz Desviador-Chapa obturador ) | [ID 617] - Plate (Div.-Bl PL Field Liner) | 3571 | 23MBR305 | Stack+Diffusor+Diverter | 4 | PCE | Germany | [6 empty] | 2323 | S-2323-0007-A-23-3571-00263591-N | 9889 | 6759.38 | 38.32 | 560 | 220 | 210 | 11744-1000-23 | 22729102 | 730890 | N | N
Polo | Braden-Europe B.V. HEERLEN | TPMC | Desviador | Diverter & BP Field parts and insulation | [ID 618] - Chapa de acero (La interfaz Desviador-Chapa obturador ) | [ID 618] - Plate (Div.-Bl PL Field Liner) | 3571 | 23MBR305 | Stack+Diffusor+Diverter | 6 | PCE | Germany | [6 empty] | 2323 | S-2323-0007-A-23-3571-00263591-N | 9889 | 6759.38 | 25.97 | 560 | 220 | 210 | 11744-1000-23 | 22729103 | 730890 | N | N
Polo | Braden-Europe B.V. HEERLEN | TPMC | Desviador | Diverter & BP Field parts and insulation | [ID 619] - Chapa de acero (La interfaz Desviador-Chapa obturador ) | [ID 619] - Plate (Div.-Bl PL Field Liner) | 3571 | 23MBR305 | Stack+Diffusor+Diverter | 2 | PCE | Germany | [6 empty] | 2323 | S-2323-0007-A-23-3571-00263591-N | 9889 | 6759.38 | 21.25 | 560 | 220 | 210 | 11744-1000-23 | 22729104 | 730890 | N | N
Polo | Braden-Europe B.V. HEERLEN | TPMC | Desviador | Diverter & BP Field parts and insulation | [ID 61] - Arandela (M12) ø 100 mm / 14 mm t= 3 mm | [ID 61] - Washer (M12) ø 100 mm / 14 mm t= 3 mm | 3571 | 23MBR305 | Stack+Diffusor+Diverter | 44 | PCE | Germany | [6 empty] | 2323 | S-2323-0007-A-23-3571-00263591-N | 9889 | 6759.38 | 7.83 | 560 | 220 | 210 | 11744-1000-23 | 22729238 | 731822 | N | N
Polo | Braden-Europe B.V. HEERLEN | TPMC | Desviador | Diverter & BP Field parts and insulation | [ID 620] - Chapa doblado ( La interfaz Desviador-Chapa obturador ) | [ID 620] - Bended Plate (Div.-Bl PL Field Liner) | 3571 | 23MBR305 | Stack+Diffusor+Diverter | 2 | PCE | Germany | [6 empty] | 2323 | S-2323-0007-A-23-3571-00263591-N | 9889 | 6759.38 | 8.4 | 560 | 220 | 210 | 11744-1000-23 | 22729105 | 732690 | N | N
Polo | Braden-Europe B.V. HEERLEN | TPMC | Desviador | Diverter & BP Field parts and insulation | [ID 621] - Chapa doblado ( La interfaz Desviador-Chapa obturador ) | [ID 621] - Bended Plate (Div.-Bl PL Field Liner) | 3571 | 23MBR305 | Stack+Diffusor+Diverter | 2 | PCE | Germany | [6 empty] | 2323 | S-2323-0007-A-23-3571-00263591-N | 9889 | 6759.38 | 9.4 | 560 | 220 | 210 | 11744-1000-23 | 22729106 | 732690 | N | N
Polo | Braden-Europe B.V. HEERLEN | TPMC | Desviador | Diverter & BP Field parts and insulation | [ID 624] - Arandela A 17 | [ID 624] - Washer | 3571 | 23MBR305 | Stack+Diffusor+Diverter | 16 | PCE | Germany | [6 empty] | 2323 | S-2323-0007-A-23-3571-00263591-N | 9889 | 6759.38 | 0.18 | 560 | 220 | 210 | 11744-1000-23 | 22729107 | 731822 | N | N
Polo | Braden-Europe B.V. HEERLEN | TPMC | Desviador | Diverter & BP Field parts and insulation | [ID 62] - Chapa de acero (Aislamiento) 684 mm x 3 mm | [ID 62] - Plate (Liner) 684 mm x 3 mm | 3571 | 23MBR305 | Stack+Diffusor+Diverter | 2 | PCE | Germany | [6 empty] | 2323 | S-2323-0007-A-23-3571-00263591-N | 9889 | 6759.38 | 38.8 | 560 | 220 | 210 | 11744-1000-23 | 22729239 | 730890 | N | N
Polo | Braden-Europe B.V. HEERLEN | TPMC | Desviador | Diverter & BP Field parts and insulation | [ID 633] - Arandela A 17 | [ID 633] - Washer | 3571 | 23MBR305 | Stack+Diffusor+Diverter | 240 | PCE | Germany | [6 empty] | 2323 | S-2323-0007-A-23-3571-00263591-N | 9889 | 6759.38 | 9.81 | 560 | 220 | 210 | 11744-1000-23 | 22729108 | 731822 | N | N
Polo | Braden-Europe B.V. HEERLEN | TPMC | Desviador | Diverter & BP Field parts and insulation | [ID 634] - Tornillo hexagonal | [ID 634] - Hex-Head Bolt | 3571 | 23MBR305 | Stack+Diffusor+Diverter | 72 | PCE | Germany | [6 empty] | 2323 | S-2323-0007-A-23-3571-00263591-N | 9889 | 6759.38 | 7.77 | 560 | 220 | 210 | 11744-1000-23 | 22729109 | 731815 | N | N
Polo | Braden-Europe B.V. HEERLEN | TPMC | Desviador | Diverter & BP Field parts and insulation | [ID 636] - Tornillo hexagonal | [ID 636] - Hex-Head Bolt | 3571 | 23MBR305 | Stack+Diffusor+Diverter | 96 | PCE | Germany | [6 empty] | 2323 | S-2323-0007-A-23-3571-00263591-N | 9889 | 6759.38 | 11.12 | 560 | 220 | 210 | 11744-1000-23 | 22729110 | 731815 | N | N
Polo | Braden-Europe B.V. HEERLEN | TPMC | Desviador | Diverter & BP Field parts and insulation | [ID 638] -Tuerca hexagonal DIN 934- M16 (incl. 10% extra) | [ID 638] - Hex Nut | 3571 | 23MBR305 | Stack+Diffusor+Diverter | 96 | PCE | Germany | [6 empty] | 2323 | S-2323-0007-A-23-3571-00263591-N | 9889 | 6759.38 | 3.31 | 560 | 220 | 210 | 11744-1000-23 | 22729111 | 731816 | N | N
Polo | Braden-Europe B.V. HEERLEN | TPMC | Desviador | Diverter & BP Field parts and insulation | [ID 63] - Ensamblaje (Aislamiento) 312 mm x 220 mm | [ID 63] - Assembly (LINER ASS.) 312 mm x 220 mm | 3571 | 23MBR305 | Stack+Diffusor+Diverter | 4 | PCE | Germany | [6 empty] | 2323 | S-2323-0007-A-23-3571-00263591-N | 9889 | 6759.38 | 26.31 | 560 | 220 | 210 | 11744-1000-23 | 22729240 | 732690 | N | N
Polo | Braden-Europe B.V. HEERLEN | TPMC | Desviador | Diverter & BP Field parts and insulation | [ID 640] - Varilla roscada M16 | [ID 640] - Threaded rod M16 | 3571 | 23MBR305 | Stack+Diffusor+Diverter | 8 | PCE | Germany | [6 empty] | 2323 | S-2323-0007-A-23-3571-00263591-N | 9889 | 6759.38 | 5.29 | 560 | 220 | 210 | 11744-1000-23 | 22729112 | 730729 | N | N
Polo | Braden-Europe B.V. HEERLEN | TPMC | Desviador | Diverter & BP Field parts and insulation | [ID 641] - Argolla tornillo Tipo 85/25 ( 2500 Kg ) | [ID 641] - SCREW SHACKLE TYPE 85/25 ( 2500 Kg ) | 3571 | 23MBR305 | Stack+Diffusor+Diverter | 4 | PCE | Germany | [6 empty] | 2323 | S-2323-0007-A-23-3571-00263591-N | 9889 | 6759.38 | 5.84 | 560 | 220 | 210 | 11744-1000-23 | 22729113 | 731815 | N | N
Polo | Braden-Europe B.V. HEERLEN | TPMC | Desviador | Diverter & BP Field parts and insulation | [ID 642] - Elevador de cadena eléctrico | [ID 642] - Electric Chain Hoist | 3571 | 23MBR305 | Stack+Diffusor+Diverter | 1 | PCE | Germany | [6 empty] | 2323 | S-2323-0007-A-23-3571-00263591-N | 9889 | 6759.38 | 400 | 560 | 220 | 210 | 11744-1000-23 | 22729114 | 842511 | N | N
Polo | Braden-Europe B.V. HEERLEN | TPMC | Desviador | Diverter & BP Field parts and insulation | [ID 643] - Carraca palanca de levantamiento 50/07 | [ID 643] - RATCHET LEVER HOIST TYPE 50/07 | 3571 | 23MBR305 | Stack+Diffusor+Diverter | 2 | PCE | Germany | [6 empty] | 2323 | S-2323-0007-A-23-3571-00263591-N | 9889 | 6759.38 | 13.8 | 560 | 220 | 210 | 11744-1000-23 | 22729115 | 842511 | N | N
Polo | Braden-Europe B.V. HEERLEN | TPMC | Desviador | Diverter & BP Field parts and insulation | [ID 645] - Aislamiento térmico 1½" | [ID 645] - INSULATION MATERIAL 1½" | 3571 | 23MBR305 | Stack+Diffusor+Diverter | 5 | PCE | Germany | [6 empty] | 2323 | S-2323-0007-A-23-3571-00263591-N | 9889 | 6759.38 | 72.5 | 560 | 220 | 210 | 11744-1000-23 | 22729116 | 701939 | N | N
Polo | Braden-Europe B.V. HEERLEN | TPMC | Desviador | Diverter & BP Field parts and insulation | [ID 646]- Aislamiento térmico 2" | [ID 646] - INSULATION MATERIAL 2" | 3571 | 23MBR305 | Stack+Diffusor+Diverter | 4 | PCE | Germany | [6 empty] | 2323 | S-2323-0007-A-23-3571-00263591-N | 9889 | 6759.38 | 58 | 560 | 220 | 210 | 11744-1000-23 | 22729117 | 701939 | N | N
Polo | Braden-Europe B.V. HEERLEN | TPMC | Desviador | Diverter & BP Field parts and insulation | [ID 647] - Ensamblaje (BARRA PARA ATERRIZAJE 150 FF 2 Agujeros) | [ID 647] - Assembly (Landingbar 150 FF 2 Holes) | 3571 | 23MBR305 | Stack+Diffusor+Diverter | 4 | PCE | Germany | [6 empty] | 2323 | S-2323-0007-A-23-3571-00263591-N | 9889 | 6759.38 | 22.58 | 560 | 220 | 210 | 11744-1000-23 | 22729118 | 730890 | N | N
Polo | Braden-Europe B.V. HEERLEN | TPMC | Desviador | Diverter & BP Field parts and insulation | [ID 648] - Chapa de acero (Aislamiento) | [ID 648] - Plate (Liner) | 3571 | 23MBR305 | Stack+Diffusor+Diverter | 4 | PCE | Germany | [6 empty] | 2323 | S-2323-0007-A-23-3571-00263591-N | 9889 | 6759.38 | 54.63 | 560 | 220 | 210 | 11744-1000-23 | 22729119 | 730890 | N | N
Polo | Braden-Europe B.V. HEERLEN | TPMC | Desviador | Diverter & BP Field parts and insulation | [ID 649] - Chapa de acero (Aislamiento) | [ID 649] - Plate (Liner) | 3571 | 23MBR305 | Stack+Diffusor+Diverter | 4 | PCE | Germany | [6 empty] | 2323 | S-2323-0007-A-23-3571-00263591-N | 9889 | 6759.38 | 42.14 | 560 | 220 | 210 | 11744-1000-23 | 22729120 | 730890 | N | N
Polo | Braden-Europe B.V. HEERLEN | TPMC | Desviador | Diverter & BP Field parts and insulation | [ID 64] - Ensamblaje (Aislamiento) 665 mm x 132 mm | [ID 64] - Assembly (LINER ASS.) 665 mm x 132 mm | 3571 | 23MBR305 | Stack+Diffusor+Diverter | 1 | PCE | Germany | [6 empty] | 2323 | S-2323-0007-A-23-3571-00263591-N | 9889 | 6759.38 | 11.28 | 560 | 220 | 210 | 11744-1000-23 | 22729241 | 732690 | N | N
Polo | Braden-Europe B.V. HEERLEN | TPMC | Desviador | Diverter & BP Field parts and insulation | [ID 650] - Chapa de acero (Aislamiento) | [ID 650] - Plate (Liner) | 3571 | 23MBR305 | Stack+Diffusor+Diverter | 2 | PCE | Germany | [6 empty] | 2323 | S-2323-0007-A-23-3571-00263591-N | 9889 | 6759.38 | 10.7 | 560 | 220 | 210 | 11744-1000-23 | 22729121 | 730890 | N | N
Polo | Braden-Europe B.V. HEERLEN | TPMC | Desviador | Diverter & BP Field parts and insulation | [ID 651] - Chapa de acero (Aislamiento) | [ID 651] - Plate (Liner) | 3571 | 23MBR305 | Stack+Diffusor+Diverter | 2 | PCE | Germany | [6 empty] | 2323 | S-2323-0007-A-23-3571-00263591-N | 9889 | 6759.38 | 11.65 | 560 | 220 | 210 | 11744-1000-23 | 22729122 | 730890 | N | N
Polo | Braden-Europe B.V. HEERLEN | TPMC | Desviador | Diverter & BP Field parts and insulation | [ID 652] - Chapa de acero (Aislamiento) | [ID 652] - Plate (Liner) | 3571 | 23MBR305 | Stack+Diffusor+Diverter | 2 | PCE | Germany | [6 empty] | 2323 | S-2323-0007-A-23-3571-00263591-N | 9889 | 6759.38 | 6.44 | 560 | 220 | 210 | 11744-1000-23 | 22729123 | 730890 | N | N
Polo | Braden-Europe B.V. HEERLEN | TPMC | Desviador | Diverter & BP Field parts and insulation | [ID 653] - Chapa de acero (Aislamiento) | [ID 653] - Plate (Liner) | 3571 | 23MBR305 | Stack+Diffusor+Diverter | 4 | PCE | Germany | [6 empty] | 2323 | S-2323-0007-A-23-3571-00263591-N | 9889 | 6759.38 | 10.07 | 560 | 220 | 210 | 11744-1000-23 | 22729124 | 730890 | N | N
Polo | Braden-Europe B.V. HEERLEN | TPMC | Desviador | Diverter & BP Field parts and insulation | [ID 654] - Chapa de acero (Aislamiento) | [ID 654] - Plate (Liner) | 3571 | 23MBR305 | Stack+Diffusor+Diverter | 2 | PCE | Germany | [6 empty] | 2323 | S-2323-0007-A-23-3571-00263591-N | 9889 | 6759.38 | 10.15 | 560 | 220 | 210 | 11744-1000-23 | 22729125 | 730890 | N | N
Polo | Braden-Europe B.V. HEERLEN | TPMC | Desviador | Diverter & BP Field parts and insulation | [ID 655] - Chapa de acero | [ID 655] - Plate | 3571 | 23MBR305 | Stack+Diffusor+Diverter | 8 | PCE | Germany | [6 empty] | 2323 | S-2323-0007-A-23-3571-00263591-N | 9889 | 6759.38 | 0.59 | 560 | 220 | 210 | 11744-1000-23 | 22729126 | 730890 | N | N
Polo | Braden-Europe B.V. HEERLEN | TPMC | Desviador | Diverter & BP Field parts and insulation | [ID 659] - Caja aislamiento térmico 38 mm | [ID 659] - Box 38mm Insulation | 3571 | 23MBR305 | Stack+Diffusor+Diverter | 3 | PCE | Germany | [6 empty] | 2323 | S-2323-0007-A-23-3571-00263591-N | 9889 | 6759.38 | 21.75 | 560 | 220 | 210 | 11744-1000-23 | 22729127 | 701939 | N | N
Polo | Braden-Europe B.V. HEERLEN | TPMC | Desviador | Diverter & BP Field parts and insulation | [ID 65] - Ensamblaje (Aislamiento) 665 mm x 132 mm | [ID 65] - Assembly (LINER ASS.) 665 mm x 132 mm | 3571 | 23MBR305 | Stack+Diffusor+Diverter | 1 | PCE | Germany | [6 empty] | 2323 | S-2323-0007-A-23-3571-00263591-N | 9889 | 6759.38 | 11.28 | 560 | 220 | 210 | 11744-1000-23 | 22729242 | 732690 | N | N
Polo | Braden-Europe B.V. HEERLEN | TPMC | Desviador | Diverter & BP Field parts and insulation | [ID 660] - Caja aislamiento térmico 50 mm | [ID 660] - Box 50mm Insulation | 3571 | 23MBR305 | Stack+Diffusor+Diverter | 4 | PCE | Germany | [6 empty] | 2323 | S-2323-0007-A-23-3571-00263591-N | 9889 | 6759.38 | 29 | 560 | 220 | 210 | 11744-1000-23 | 22729128 | 701939 | N | N
Polo | Braden-Europe B.V. HEERLEN | TPMC | Desviador | Diverter & BP Field parts and insulation | [ID 661] - Chapa doblado (Canal-U de acero) | [ID 661] - Bended Plate (U-channel) | 3571 | 23MBR305 | Stack+Diffusor+Diverter | 2 | PCE | Germany | [6 empty] | 2323 | S-2323-0007-A-23-3571-00263591-N | 9889 | 6759.38 | 3.18 | 560 | 220 | 210 | 11744-1000-23 | 22729129 | 732690 | N | N
Polo | Braden-Europe B.V. HEERLEN | TPMC | Desviador | Diverter & BP Field parts and insulation | [ID 662] - Chapa doblado (Canal-U de acero) | [ID 662] - Bended Plate (U-channel) | 3571 | 23MBR305 | Stack+Diffusor+Diverter | 6 | PCE | Germany | [6 empty] | 2323 | S-2323-0007-A-23-3571-00263591-N | 9889 | 6759.38 | 15.96 | 560 | 220 | 210 | 11744-1000-23 | 22729130 | 732690 | N | N
Polo | Braden-Europe B.V. HEERLEN | TPMC | Desviador | Diverter & BP Field parts and insulation | [ID 663] - Arandela Ø 10 | [ID 663] - Washer Ø 10 | 3571 | 23MBR305 | Stack+Diffusor+Diverter | 11 | PCE | Germany | [6 empty] | 2323 | S-2323-0007-A-23-3571-00263591-N | 9889 | 6759.38 | 1.97 | 560 | 220 | 210 | 11744-1000-23 | 22729131 | 731822 | N | N
Polo | Braden-Europe B.V. HEERLEN | TPMC | Desviador | Diverter & BP Field parts and insulation | [ID 664] -Arandela cuadrada Ø 10 | [ID 664] - Washer Square Ø 10 | 3571 | 23MBR305 | Stack+Diffusor+Diverter | 22 | PCE | Germany | [6 empty] | 2323 | S-2323-0007-A-23-3571-00263591-N | 9889 | 6759.38 | 0.71 | 560 | 220 | 210 | 11744-1000-23 | 22729132 | 731822 | N | N
Polo | Braden-Europe B.V. HEERLEN | TPMC | Desviador | Diverter & BP Field parts and insulation | [ID 665] - Ensamblaje (Hoist Lifting Lug) | [ID 665] - Assembly (Hoist Lifting Lug) | 3571 | 23MBR305 | Stack+Diffusor+Diverter | 1 | PCE | Germany | [6 empty] | 2323 | S-2323-0007-A-23-3571-00263591-N | 9889 | 6759.38 | 15.7 | 560 | 220 | 210 | 11744-1000-23 | 22729133 | 730890 | N | N
Polo | Braden-Europe B.V. HEERLEN | TPMC | Desviador | Diverter & BP Field parts and insulation | [ID 666] - Ensamblaje (Clamping L Bottom) | [ID 666] - Assembly (Clamping L Bottom) | 3571 | 23MBR305 | Stack+Diffusor+Diverter | 1 | PCE | Germany | [6 empty] | 2323 | S-2323-0007-A-23-3571-00263591-N | 9889 | 6759.38 | 0.34 | 560 | 220 | 210 | 11744-1000-23 | 22729134 | 730890 | N | N
Polo | Braden-Europe B.V. HEERLEN | TPMC | Desviador | Diverter & BP Field parts and insulation | [ID 669] - Ensamblaje (Field Stud) | [ID 669] - Assembly (Field Stud) | 3571 | 23MBR305 | Stack+Diffusor+Diverter | 11 | PCE | Germany | [6 empty] | 2323 | S-2323-0007-A-23-3571-00263591-N | 9889 | 6759.38 | 7 | 560 | 220 | 210 | 11744-1000-23 | 22729135 | 730890 | N | N
Polo | Braden-Europe B.V. HEERLEN | TPMC | Desviador | Diverter & BP Field parts and insulation | [ID 66] - Ensamblaje (La interfaz) 403 mm x 130 mm | [ID 66] - Assembly (FIELDLINER ASS.) 403 mm x 130 mm | 3571 | 23MBR305 | Stack+Diffusor+Diverter | 4 | PCE | Germany | [6 empty] | 2323 | S-2323-0007-A-23-3571-00263591-N | 9889 | 6759.38 | 30.17 | 560 | 220 | 210 | 11744-1000-23 | 22729255 | 732690 | N | N
Polo | Braden-Europe B.V. HEERLEN | TPMC | Desviador | Diverter & BP Field parts and insulation | [ID 670] - Chapa de acero | [ID 670] - Plate | 3571 | 23MBR305 | Stack+Diffusor+Diverter | 1 | PCE | Germany | [6 empty] | 2323 | S-2323-0007-A-23-3571-00263591-N | 9889 | 6759.38 | 0.04 | 560 | 220 | 210 | 11744-1000-23 | 22729136 | 730890 | N | N
Polo | Braden-Europe B.V. HEERLEN | TPMC | Desviador | Diverter & BP Field parts and insulation | [ID 671] - Chapa de acero (Aislamiento) | [ID 671] - Plate (Liner) | 3571 | 23MBR305 | Stack+Diffusor+Diverter | 1 | PCE | Germany | [6 empty] | 2323 | S-2323-0007-A-23-3571-00263591-N | 9889 | 6759.38 | 47.9 | 560 | 220 | 210 | 11744-1000-23 | 22729137 | 730890 | N | N
Polo | Braden-Europe B.V. HEERLEN | TPMC | Desviador | Diverter & BP Field parts and insulation | [ID 672] - Chapa de acero (Aislamiento) | [ID 672] - Plate (Liner) | 3571 | 23MBR305 | Stack+Diffusor+Diverter | 2 | PCE | Germany | [6 empty] | 2323 | S-2323-0007-A-23-3571-00263591-N | 9889 | 6759.38 | 88.19 | 560 | 220 | 210 | 11744-1000-23 | 22729138 | 730890 | N | N
Polo | Braden-Europe B.V. HEERLEN | TPMC | Desviador | Diverter & BP Field parts and insulation | [ID 673] - Chapa doblado (La parte inferior del sello) | [ID 673] - Bended Plate (Seal Bottom) | 3571 | 23MBR305 | Stack+Diffusor+Diverter | 1 | PCE | Germany | [6 empty] | 2323 | S-2323-0007-A-23-3571-00263591-N | 9889 | 6759.38 | 0.19 | 560 | 220 | 210 | 11744-1000-23 | 22729139 | 732690 | N | N
Polo | Braden-Europe B.V. HEERLEN | TPMC | Desviador | Diverter & BP Field parts and insulation | [ID 674] - Chapa de cubierta | [ID 674] - Plate (Cover Plate) | 3571 | 23MBR305 | Stack+Diffusor+Diverter | 1 | PCE | Germany | [6 empty] | 2323 | S-2323-0007-A-23-3571-00263591-N | 9889 | 6759.38 | 0.68 | 560 | 220 | 210 | 11744-1000-23 | 22729143 | 730890 | N | N
Polo | Braden-Europe B.V. HEERLEN | TPMC | Desviador | Diverter & BP Field parts and insulation | [ID 679] - Chapa doblado (La Parte superior derecha del sello) 72 mm x 0.5 mm | [ID 679] - Bended Plate (Seal Right Side Top) 72 mm x 0.5 mm | 3571 | 23MBR305 | Stack+Diffusor+Diverter | 1 | PCE | Germany | [6 empty] | 2323 | S-2323-0007-A-23-3571-00263591-N | 9889 | 6759.38 | 0.12 | 560 | 220 | 210 | 11744-1000-23 | 22729144 | 732690 | N | N
Polo | Braden-Europe B.V. HEERLEN | TPMC | Desviador | Diverter & BP Field parts and insulation | [ID 67] - Ensamblaje (La interfaz) 398 mm x 144 mm | [ID 67] - Assembly (FIELDLINER ASS.) 398 mm x 144 mm | 3571 | 23MBR305 | Stack+Diffusor+Diverter | 2 | PCE | Germany | [6 empty] | 2323 | S-2323-0007-A-23-3571-00263591-N | 9889 | 6759.38 | 8.64 | 560 | 220 | 210 | 11744-1000-23 | 22729256 | 732690 | N | N
Polo | Braden-Europe B.V. HEERLEN | TPMC | Desviador | Diverter & BP Field parts and insulation | [ID 680] - Chapa doblado (La Parte superior izquierda del sello) 72 mm x 0.5 mm | [ID 680] - Bended Plate (Seal Left Side Top) 72 mm x 0.5 mm | 3571 | 23MBR305 | Stack+Diffusor+Diverter | 1 | PCE | Germany | [6 empty] | 2323 | S-2323-0007-A-23-3571-00263591-N | 9889 | 6759.38 | 0.12 | 560 | 220 | 210 | 11744-1000-23 | 22729145 | 732690 | N | N
Polo | Braden-Europe B.V. HEERLEN | TPMC | Desviador | Diverter & BP Field parts and insulation | [ID 681] - Chapa doblado (La derecha del sello) 72 mm x 0.5 mm | [ID 681] - Bended Plate (Seal Right Side) 72 mm x 0.5 mm | 3571 | 23MBR305 | Stack+Diffusor+Diverter | 2 | PCE | Germany | [6 empty] | 2323 | S-2323-0007-A-23-3571-00263591-N | 9889 | 6759.38 | 1.89 | 560 | 220 | 210 | 11744-1000-23 | 22729146 | 732690 | N | N
Polo | Braden-Europe B.V. HEERLEN | TPMC | Desviador | Diverter & BP Field parts and insulation | [ID 682] - Chapa doblado (La izquierda del sello) 72 mm x 0.5 mm | [ID 682] - Bended Plate (Seal Left Side) 72 mm x 0.5 mm | 3571 | 23MBR305 | Stack+Diffusor+Diverter | 2 | PCE | Germany | [6 empty] | 2323 | S-2323-0007-A-23-3571-00263591-N | 9889 | 6759.38 | 1.89 | 560 | 220 | 210 | 11744-1000-23 | 22729147 | 732690 | N | N
Polo | Braden-Europe B.V. HEERLEN | TPMC | Desviador | Diverter & BP Field parts and insulation | [ID 683] - Chapa doblado (La parte inferior derecha del sello) 72 mm x 0.5 mm | [ID 683] - Bended Plate (Seal Right Side Bottom) 72 mm x 0.5 mm | 3571 | 23MBR305 | Stack+Diffusor+Diverter | 1 | PCE | Germany | [6 empty] | 2323 | S-2323-0007-A-23-3571-00263591-N | 9889 | 6759.38 | 0.15 | 560 | 220 | 210 | 11744-1000-23 | 22729148 | 732690 | N | N
Polo | Braden-Europe B.V. HEERLEN | TPMC | Desviador | Diverter & BP Field parts and insulation | [ID 684] - Chapa doblado (La parte inferior del sello) 72 mm x 0.5 mm | [ID 684] - Bended Plate (Seal Left Side Bottom) 72 mm x 0.5 mm | 3571 | 23MBR305 | Stack+Diffusor+Diverter | 1 | PCE | Germany | [6 empty] | 2323 | S-2323-0007-A-23-3571-00263591-N | 9889 | 6759.38 | 0.15 | 560 | 220 | 210 | 11744-1000-23 | 22729149 | 732690 | N | N
Polo | Braden-Europe B.V. HEERLEN | TPMC | Desviador | Diverter & BP Field parts and insulation | [ID 685] - Chapa doblado (La parte inferior izquierda del sello) 72 mm x 0.5 mm | [ID 685] - Bended Plate (Seal Bottom) 72 mm x 0.5 mm | 3571 | 23MBR305 | Stack+Diffusor+Diverter | 1 | PCE | Germany | [6 empty] | 2323 | S-2323-0007-A-23-3571-00263591-N | 9889 | 6759.38 | 1.69 | 560 | 220 | 210 | 11744-1000-23 | 22729150 | 732690 | N | N
Polo | Braden-Europe B.V. HEERLEN | TPMC | Desviador | Diverter & BP Field parts and insulation | [ID 686] - Chapa doblado (La parte inferior esquina derecha del sello) 72 mm x 0.5 mm | [ID 686] - Bended Plate (Seal Bottom Corner Right) 72 mm x 0.5 mm | 3571 | 23MBR305 | Stack+Diffusor+Diverter | 1 | PCE | Germany | [6 empty] | 2323 | S-2323-0007-A-23-3571-00263591-N | 9889 | 6759.38 | 0.14 | 560 | 220 | 210 | 11744-1000-23 | 22729151 | 732690 | N | N
Polo | Braden-Europe B.V. HEERLEN | TPMC | Desviador | Diverter & BP Field parts and insulation | [ID 687] - Chapa doblado (La parte inferior esquina izquierda del sello) 72 mm x 0.5 mm | [ID 687] - Bended Plate (Seal Bottom Corner Left) 72 mm x 0.5 mm | 3571 | 23MBR305 | Stack+Diffusor+Diverter | 1 | PCE | Germany | [6 empty] | 2323 | S-2323-0007-A-23-3571-00263591-N | 9889 | 6759.38 | 0.14 | 560 | 220 | 210 | 11744-1000-23 | 22729152 | 732690 | N | N
Polo | Braden-Europe B.V. HEERLEN | TPMC | Desviador | Diverter & BP Field parts and insulation | [ID 68] - Chapa de acero (Aislamiento) 481 mm x 3 mm | [ID 68] - Plate (Liner) 481 mm x 3 mm | 3571 | 23MBR305 | Stack+Diffusor+Diverter | 44 | PCE | Germany | [6 empty] | 2323 | S-2323-0007-A-23-3571-00263591-N | 9889 | 6759.38 | 600.89 | 560 | 220 | 210 | 11744-1000-23 | 22729257 | 730890 | N | N
Polo | Braden-Europe B.V. HEERLEN | TPMC | Desviador | Diverter & BP Field parts and insulation | [ID 69] - Chapa de acero (Aislamiento) 246 mm x 3 mm | [ID 69] - Plate (Liner) 246 mm x 3 mm | 3571 | 23MBR305 | Stack+Diffusor+Diverter | 8 | PCE | Germany | [6 empty] | 2323 | S-2323-0007-A-23-3571-00263591-N | 9889 | 6759.38 | 20.94 | 560 | 220 | 210 | 11744-1000-23 | 22729258 | 730890 | N | N
Polo | Braden-Europe B.V. HEERLEN | TPMC | Desviador | Diverter & BP Field parts and insulation | [ID 70] - Chapa de acero (Aislamiento) 246 mm x 3 mm | [ID 70] - Plate (Liner) 246 mm x 3 mm | 3571 | 23MBR305 | Stack+Diffusor+Diverter | 2 | PCE | Germany | [6 empty] | 2323 | S-2323-0007-A-23-3571-00263591-N | 9889 | 6759.38 | 6.53 | 560 | 220 | 210 | 11744-1000-23 | 22729259 | 730890 | N | N
Polo | Braden-Europe B.V. HEERLEN | TPMC | Desviador | Diverter & BP Field parts and insulation | [ID 71] - Chapa de acero (Aislamiento) 684 mm x 3 mm | [ID 71] - Plate (Liner) 684 mm x 3 mm | 3571 | 23MBR305 | Stack+Diffusor+Diverter | 4 | PCE | Germany | [6 empty] | 2323 | S-2323-0007-A-23-3571-00263591-N | 9889 | 6759.38 | 29.7 | 560 | 220 | 210 | 11744-1000-23 | 22729260 | 730890 | N | N
Polo | Braden-Europe B.V. HEERLEN | TPMC | Desviador | Diverter & BP Field parts and insulation | [ID 72] - Chapa de acero (Aislamiento) 862 mm x 3 mm | [ID 72] - Plate (Liner) 862 mm x 3 mm | 3571 | 23MBR305 | Stack+Diffusor+Diverter | 6 | PCE | Germany | [6 empty] | 2323 | S-2323-0007-A-23-3571-00263591-N | 9889 | 6759.38 | 56.42 | 560 | 220 | 210 | 11744-1000-23 | 22729261 | 730890 | N | N
Polo | Braden-Europe B.V. HEERLEN | TPMC | Desviador | Diverter & BP Field parts and insulation | [ID 73] - Chapa de acero (Aislamiento) 890 mm x 3 mm | [ID 73] - Plate (Liner) 890 mm x 3 mm | 3571 | 23MBR305 | Stack+Diffusor+Diverter | 2 | PCE | Germany | [6 empty] | 2323 | S-2323-0007-A-23-3571-00263591-N | 9889 | 6759.38 | 22.31 | 560 | 220 | 210 | 11744-1000-23 | 22729262 | 730890 | N | N
Polo | Braden-Europe B.V. HEERLEN | TPMC | Desviador | Diverter & BP Field parts and insulation | [ID 74] - Chapa doblado (Aislamiento) 569 mm x 3 mm | [ID 74] - Bended Plate (LINER) 569 mm x 3 mm | 3571 | 23MBR305 | Stack+Diffusor+Diverter | 2 | PCE | Germany | [6 empty] | 2323 | S-2323-0007-A-23-3571-00263591-N | 9889 | 6759.38 | 14.64 | 560 | 220 | 210 | 11744-1000-23 | 22729263 | 732690 | N | N
Polo | Braden-Europe B.V. HEERLEN | TPMC | Desviador | Diverter & BP Field parts and insulation | [ID 75] - Chapa doblado (Aislamiento) 724 mm x 3 mm | [ID 75] - Bended Plate (LINER) 724 mm x 3 mm | 3571 | 23MBR305 | Stack+Diffusor+Diverter | 2 | PCE | Germany | [6 empty] | 2323 | S-2323-0007-A-23-3571-00263591-N | 9889 | 6759.38 | 19.37 | 560 | 220 | 210 | 11744-1000-23 | 22729264 | 732690 | N | N
Polo | Braden-Europe B.V. HEERLEN | TPMC | Desviador | Diverter & BP Field parts and insulation | [ID 76] - Chapa de acero (Aislamiento) 1250 mm x 3 mm | [ID 76] - Plate (Liner) 1250 mm x 3 mm | 3571 | 23MBR305 | Stack+Diffusor+Diverter | 2 | PCE | Germany | [6 empty] | 2323 | S-2323-0007-A-23-3571-00263591-N | 9889 | 6759.38 | 15.02 | 560 | 220 | 210 | 11744-1000-23 | 22729265 | 730890 | N | N
Polo | Braden-Europe B.V. HEERLEN | TPMC | Desviador | Diverter & BP Field parts and insulation | [ID 77] - Chapa de acero (Aislamiento) 862 mm x 3 mm | [ID 77] - Plate (Liner) 862 mm x 3 mm | 3571 | 23MBR305 | Stack+Diffusor+Diverter | 2 | PCE | Germany | [6 empty] | 2323 | S-2323-0007-A-23-3571-00263591-N | 9889 | 6759.38 | 23.31 | 560 | 220 | 210 | 11744-1000-23 | 22729266 | 730890 | N | N
Polo | Braden-Europe B.V. HEERLEN | TPMC | Desviador | Diverter & BP Field parts and insulation | [ID 78] - Chapa de acero (Aislamiento) 862 mm x 3 mm | [ID 78] - Plate (Liner) 862 mm x 3 mm | 3571 | 23MBR305 | Stack+Diffusor+Diverter | 2 | PCE | Germany | [6 empty] | 2323 | S-2323-0007-A-23-3571-00263591-N | 9889 | 6759.38 | 15.47 | 560 | 220 | 210 | 11744-1000-23 | 22729267 | 730890 | N | N
Polo | Braden-Europe B.V. HEERLEN | TPMC | Desviador | Diverter & BP Field parts and insulation | [ID 79] - Chapa de acero (Aislamiento) 481 mm x 3 mm | [ID 79] - Plate (Liner) 481 mm x 3 mm | 3571 | 23MBR305 | Stack+Diffusor+Diverter | 22 | PCE | Germany | [6 empty] | 2323 | S-2323-0007-A-23-3571-00263591-N | 9889 | 6759.38 | 66.88 | 560 | 220 | 210 | 11744-1000-23 | 22729268 | 730890 | N | N
Polo | Braden-Europe B.V. HEERLEN | TPMC | Desviador | Diverter & BP Field parts and insulation | [ID 80] - Chapa de acero (Aislamiento) 595 mm x 3 mm | [ID 80] - Plate (Liner) 595 mm x 3 mm | 3571 | 23MBR305 | Stack+Diffusor+Diverter | 2 | PCE | Germany | [6 empty] | 2323 | S-2323-0007-A-23-3571-00263591-N | 9889 | 6759.38 | 7.53 | 560 | 220 | 210 | 11744-1000-23 | 22729269 | 730890 | N | N
Polo | Braden-Europe B.V. HEERLEN | TPMC | Desviador | Diverter & BP Field parts and insulation | [ID 81] - Chapa doblado 400 mm x 3 mm | [ID 81] - Bended Plate 400 mm x 3 mm | 3571 | 23MBR305 | Stack+Diffusor+Diverter | 2 | PCE | Germany | [6 empty] | 2323 | S-2323-0007-A-23-3571-00263591-N | 9889 | 6759.38 | 12.09 | 560 | 220 | 210 | 11744-1000-23 | 22729270 | 732690 | N | N
Polo | Braden-Europe B.V. HEERLEN | TPMC | Desviador | Diverter & BP Field parts and insulation | [ID 82] - Chapa doblado 400 mm x 100 mm | [ID 82] - Bended Plate 400 mm x 100 mm | 3571 | 23MBR305 | Stack+Diffusor+Diverter | 2 | PCE | Germany | [6 empty] | 2323 | S-2323-0007-A-23-3571-00263591-N | 9889 | 6759.38 | 14.75 | 560 | 220 | 210 | 11744-1000-23 | 22729271 | 732690 | N | N
Polo | Braden-Europe B.V. HEERLEN | TPMC | Desviador | Diverter & BP Field parts and insulation | [ID 83] - Chapa de acero (Aislamiento) 481 mm x 3 mm | [ID 83] - Plate (Liner) 481 mm x 3 mm | 3571 | 23MBR305 | Stack+Diffusor+Diverter | 2 | PCE | Germany | [6 empty] | 2323 | S-2323-0007-A-23-3571-00263591-N | 9889 | 6759.38 | 27.16 | 560 | 220 | 210 | 11744-1000-23 | 22729272 | 730890 | N | N
Polo | Braden-Europe B.V. HEERLEN | TPMC | Desviador | Diverter & BP Field parts and insulation | [ID 84] - Chapa de acero (Aislamiento) 481 mm x 3 mm | [ID 84] - Plate (Liner) 481 mm x 3 mm | 3571 | 23MBR305 | Stack+Diffusor+Diverter | 2 | PCE | Germany | [6 empty] | 2323 | S-2323-0007-A-23-3571-00263591-N | 9889 | 6759.38 | 17.44 | 560 | 220 | 210 | 11744-1000-23 | 22729273 | 730890 | N | N
Polo | Braden-Europe B.V. HEERLEN | TPMC | Desviador | Diverter & BP Field parts and insulation | [ID 85] - Chapa doblado (Aislamiento) 481 mm x 357 mm | [ID 85] - Bended Plate (Liner) 481 mm x 357 mm | 3571 | 23MBR305 | Stack+Diffusor+Diverter | 2 | PCE | Germany | [6 empty] | 2323 | S-2323-0007-A-23-3571-00263591-N | 9889 | 6759.38 | 21.09 | 560 | 220 | 210 | 11744-1000-23 | 22729274 | 732690 | N | N
Polo | Braden-Europe B.V. HEERLEN | TPMC | Desviador | Diverter & BP Field parts and insulation | [ID 86] - Chapa de acero (Aislamiento) 610 mm x 3 mm | [ID 86] - Plate (Liner) 610 mm x 3 mm | 3571 | 23MBR305 | Stack+Diffusor+Diverter | 1 | PCE | Germany | [6 empty] | 2323 | S-2323-0007-A-23-3571-00263591-N | 9889 | 6759.38 | 6.59 | 560 | 220 | 210 | 11744-1000-23 | 22729275 | 730890 | N | N
Polo | Braden-Europe B.V. HEERLEN | TPMC | Desviador | Diverter & BP Field parts and insulation | [ID 87] - Chapa de acero (Aislamiento) 610 mm x 3 mm | [ID 87] - Plate (Liner) 610 mm x 3 mm | 3571 | 23MBR305 | Stack+Diffusor+Diverter | 1 | PCE | Germany | [6 empty] | 2323 | S-2323-0007-A-23-3571-00263591-N | 9889 | 6759.38 | 6.59 | 560 | 220 | 210 | 11744-1000-23 | 22729276 | 730890 | N | N
Polo | Braden-Europe B.V. HEERLEN | TPMC | Desviador | Diverter & BP Field parts and insulation | [ID 88] - Chapa de acero (Aislamiento) 617 mm x 3 mm | [ID 88] - Plate (Liner) 617 mm x 3 mm | 3571 | 23MBR305 | Stack+Diffusor+Diverter | 1 | PCE | Germany | [6 empty] | 2323 | S-2323-0007-A-23-3571-00263591-N | 9889 | 6759.38 | 7.58 | 560 | 220 | 210 | 11744-1000-23 | 22729277 | 730890 | N | N
Polo | Braden-Europe B.V. HEERLEN | TPMC | Desviador | Diverter & BP Field parts and insulation | [ID 89] - Chapa de acero (Aislamiento) 617 mm x 3 mm | [ID 89] - Plate (Liner) 617 mm x 3 mm | 3571 | 23MBR305 | Stack+Diffusor+Diverter | 1 | PCE | Germany | [6 empty] | 2323 | S-2323-0007-A-23-3571-00263591-N | 9889 | 6759.38 | 7.58 | 560 | 220 | 210 | 11744-1000-23 | 22729278 | 730890 | N | N
Polo | Braden-Europe B.V. HEERLEN | TPMC | Desviador | Diverter & BP Field parts and insulation | [ID 90] - Chapa doblado 309 mm x 3 mm | [ID 90] - Bended Plate 309 mm x 3 mm | 3571 | 23MBR305 | Stack+Diffusor+Diverter | 4 | PCE | Germany | [6 empty] | 2323 | S-2323-0007-A-23-3571-00263591-N | 9889 | 6759.38 | 4.14 | 560 | 220 | 210 | 11744-1000-23 | 22729279 | 732690 | N | N
Polo | Braden-Europe B.V. HEERLEN | TPMC | Desviador | Diverter & BP Field parts and insulation | [ID 92] -Tuerca M12 | [ID 92] - NUT M12 | 3571 | 23MBR305 | Stack+Diffusor+Diverter | 58 | PCE | Germany | [6 empty] | 2323 | S-2323-0007-A-23-3571-00263591-N | 9889 | 6759.38 | 0.18 | 560 | 220 | 210 | 11744-1000-23 | 22729280 | 392690 | N | N
Polo | Braden-Europe B.V. HEERLEN | TPMC | Desviador | Diverter & BP Field parts and insulation | [ID 94] - Chapa de acero 180 x 3 | [ID 94] - PLATE 180 x 3 | 3571 | 23MBR305 | Stack+Diffusor+Diverter | 24 | PCE | Germany | [6 empty] | 2323 | S-2323-0007-A-23-3571-00263591-N | 9889 | 6759.38 | 67 | 560 | 220 | 210 | 11744-1000-23 | 22729281 | 730890 | N | N
Polo | Braden-Europe B.V. HEERLEN | TPMC | Desviador | Diverter & BP Field parts and insulation | [ID 95] - Chapa de acero 180 x 3 | [ID 95] - PLATE 180 x 3 | 3571 | 23MBR305 | Stack+Diffusor+Diverter | 8 | PCE | Germany | [6 empty] | 2323 | S-2323-0007-A-23-3571-00263591-N | 9889 | 6759.38 | 33.1 | 560 | 220 | 210 | 11744-1000-23 | 22729282 | 730890 | N | N
Polo | Braden-Europe B.V. HEERLEN | TPMC | Desviador | Diverter & BP Field parts and insulation | [ID 96] - Chapa de acero 235 x 3 | [ID 96] - PLATE 235 x 3 | 3571 | 23MBR305 | Stack+Diffusor+Diverter | 22 | PCE | Germany | [6 empty] | 2323 | S-2323-0007-A-23-3571-00263591-N | 9889 | 6759.38 | 80.2 | 560 | 220 | 210 | 11744-1000-23 | 22729283 | 730890 | N | N
Polo | Braden-Europe B.V. HEERLEN | TPMC | Desviador | Diverter & BP Field parts and insulation | [ID 97] - Chapa de acero 235 x 3 | [ID 97] - PLATE 235 x 3 | 3571 | 23MBR305 | Stack+Diffusor+Diverter | 8 | PCE | Germany | [6 empty] | 2323 | S-2323-0007-A-23-3571-00263591-N | 9889 | 6759.38 | 43.2 | 560 | 220 | 210 | 11744-1000-23 | 22729284 | 730890 | N | N
Polo | Braden-Europe B.V. HEERLEN | TPMC | Desviador | Diverter & BP Field parts and insulation | [ID 98] - Chapa de acero 235 x 3 | [ID 98] - PLATE 235 x 3 | 3571 | 23MBR305 | Stack+Diffusor+Diverter | 1 | PCE | Germany | [6 empty] | 2323 | S-2323-0007-A-23-3571-00263591-N | 9889 | 6759.38 | 3.6 | 560 | 220 | 210 | 11744-1000-23 | 22729285 | 730890 | N | N
Polo | Braden-Europe B.V. HEERLEN | TPMC | Desviador | Diverter & BP Field parts and insulation | [ID 99] - Chapa de acero 235 x 3 | [ID 99] - PLATE 235 x 3 | 3571 | 23MBR305 | Stack+Diffusor+Diverter | 1 | PCE | Germany | [6 empty] | 2323 | S-2323-0007-A-23-3571-00263591-N | 9889 | 6759.38 | 3.6 | 560 | 220 | 210 | 11744-1000-23 | 22729286 | 730890 | N | N
Polo | Braden-Europe B.V. HEERLEN | TPMC | Conducto de transición inferior Ensamblaje 1-2-3-4 | Lower Transition Duct Asm 1-2-3-4 | [ID 800] - Pared aislamiento térmico ensamblaje-1 | [ID 800] - INSULATED WALL ASSEMBLY-1 | 3571 | 23MBR305 | Stack+Diffusor+Diverter | 1 | PCE | Germany | [6 empty] | 2323 | S-2323-0008-A-23-3571-00263591-N | 20071 | 17920.5 | 5334.2 | 910 | 280 | 440 | 11744-1000-23 | 22729427 | 701939 | N | N
Polo | Braden-Europe B.V. HEERLEN | TPMC | Conducto de transición inferior Ensamblaje 1-2-3-4 | Lower Transition Duct Asm 1-2-3-4 | [ID 801] - Pared aislamiento térmico ensamblaje-2 | [ID 801] - INSULATED WALL ASSEMBLY-2 | 3571 | 23MBR305 | Stack+Diffusor+Diverter | 1 | PCE | Germany | [6 empty] | 2323 | S-2323-0008-A-23-3571-00263591-N | 20071 | 17920.5 | 4113.4 | 910 | 280 | 440 | 11744-1000-23 | 22729428 | 701939 | N | N
Polo | Braden-Europe B.V. HEERLEN | TPMC | Conducto de transición inferior Ensamblaje 1-2-3-4 | Lower Transition Duct Asm 1-2-3-4 | [ID 802] - Pared aislamiento térmico ensamblaje-3 | [ID 802] - INSULATED WALL ASSEMBLY-3 | 3571 | 23MBR305 | Stack+Diffusor+Diverter | 1 | PCE | Germany | [6 empty] | 2323 | S-2323-0008-A-23-3571-00263591-N | 20071 | 17920.5 | 4302.4 | 910 | 280 | 440 | 11744-1000-23 | 22729429 | 701939 | N | N
Polo | Braden-Europe B.V. HEERLEN | TPMC | Conducto de transición inferior Ensamblaje 1-2-3-4 | Lower Transition Duct Asm 1-2-3-4 | [ID 803] - Pared aislamiento térmico ensamblaje-4 | [ID 803] - INSULATED WALL ASSEMBLY-4 | 3571 | 23MBR305 | Stack+Diffusor+Diverter | 1 | PCE | Germany | [6 empty] | 2323 | S-2323-0008-A-23-3571-00263591-N | 20071 | 17920.5 | 4170.5 | 910 | 280 | 440 | 11744-1000-23 | 22729430 | 701939 | N | N
Polo | Braden-Europe B.V. HEERLEN | TPMC | Conducto Silenciador Inferior Nivel inferior Ensamblaje 2-5 | Lower Silencer Duct Bottom level Asm 2-5 | [ID 851] - Ensamblaje (LSD B -Sección delantera - Entrada del desviador) | [ID 851] - Assembly (LSD B - Front section - Div. inlet) | 3571 | 23MBR305 | Stack+Diffusor+Diverter | 1 | PCE | Germany | [6 empty] | 2323 | S-2323-0009-A-23-3571-00263591-N | 14216 | 12526.34 | 6263.17 | 1080 | 320 | 310 | 11744-1000-23 | 22729431 | 730890 | N | N
Polo | Braden-Europe B.V. HEERLEN | TPMC | Conducto Silenciador Inferior Nivel inferior Ensamblaje 2-5 | Lower Silencer Duct Bottom level Asm 2-5 | [ID 854] - Ensamblaje (LSD B - Sección trasera - Salida del desviador) | [ID 854] - Assembly (LSD B - Back section - Div. outlet) | 3571 | 23MBR305 | Stack+Diffusor+Diverter | 1 | PCE | Germany | [6 empty] | 2323 | S-2323-0009-A-23-3571-00263591-N | 14216 | 12526.34 | 6263.17 | 1080 | 320 | 310 | 11744-1000-23 | 22729432 | 730890 | N | N
Polo | Braden-Europe B.V. HEERLEN | TPMC | Conducto Silenciador Inferior Nivel inferior Ensamblaje 3-4 | Lower Silencer Duct Bottom level Asm 3-4 | [ID 852] - Ensamblaje (LSD B - Sección izquierda) | [ID 852] - Assembly (LSD B - Left section) | 3571 | 23MBR305 | Stack+Diffusor+Diverter | 1 | PCE | Germany | [6 empty] | 2323 | S-2323-0010-A-23-3571-00263591-N | 10482 | 8792.36 | 4396.18 | 840 | 310 | 310 | 11744-1000-23 | 22729434 | 730890 | N | N
Polo | Braden-Europe B.V. HEERLEN | TPMC | Conducto Silenciador Inferior Nivel inferior Ensamblaje 3-4 | Lower Silencer Duct Bottom level Asm 3-4 | [ID 853] - Ensamblaje (LSD B - Sección derecha) | [ID 853] - Assembly (LSD B - Right section) | 3571 | 23MBR305 | Stack+Diffusor+Diverter | 1 | PCE | Germany | [6 empty] | 2323 | S-2323-0010-A-23-3571-00263591-N | 10482 | 8792.36 | 4396.18 | 840 | 310 | 310 | 11744-1000-23 | 22729433 | 730890 | N | N
Polo | Braden-Europe B.V. HEERLEN | TPMC | Conducto Silenciador Inferior Nivel superior Ensamblaje 2-5 | Lower Silencer Duct Top Level Asm 2-5 | [ID 901] - Ensamblaje (LSD T - Sección delantera - Entrada del desviador) 2660 mm x 1057 mm | [ID 901] - Assembly (LSD T - Front section - Div. inlet) 2660 mm x 1057 mm | 3571 | 23MBR305 | Stack+Diffusor+Diverter | 1 | PCE | Germany | [6 empty] | 2323 | S-2323-0011-A-23-3571-00263591-N | 12445 | 10754.68 | 5377.34 | 1080 | 320 | 330 | 11744-1000-23 | 22729435 | 730890 | N | N
Polo | Braden-Europe B.V. HEERLEN | TPMC | Conducto Silenciador Inferior Nivel superior Ensamblaje 2-5 | Lower Silencer Duct Top Level Asm 2-5 | [ID 904] - Ensamblaje(LSD T - Sección trasera - Salida del desviador) | [ID 904] - Assembly (LSD T - Back section - Div. outlet) | 3571 | 23MBR305 | Stack+Diffusor+Diverter | 1 | PCE | Germany | [6 empty] | 2323 | S-2323-0011-A-23-3571-00263591-N | 12445 | 10754.68 | 5377.34 | 1080 | 320 | 330 | 11744-1000-23 | 22729436 | 730890 | N | N
Polo | Braden-Europe B.V. HEERLEN | TPMC | Desviador Pos 4-5 Secciones centrales izquierdas | Diverter Pos 4-5 Left middle sections | [ID 4] - Parte 04 de carcasa desviador 2323 mm x 903 mm | [ID 4] - DIVERTER CASING PART 04 2323 mm x 903 mm | 3571 | 23MBR305 | Stack+Diffusor+Diverter | 1 | PCE | Germany | [6 empty] | 2323 | S-2323-0012-A-23-3571-00263591-N | 7790 | 7341.77 | 3611.32 | 910 | 210 | 260 | 11744-1000-23 | 22729437 | 732690 | N | N
Polo | Braden-Europe B.V. HEERLEN | TPMC | Desviador Pos 4-5 Secciones centrales izquierdas | Diverter Pos 4-5 Left middle sections | [ID 5] - Parte 05 de carcasa desviador 2333 mm x 1992 mm | [ID 5] - DIVERTER CASING PART 05 2333 mm x 1992 mm | 3571 | 23MBR305 | Stack+Diffusor+Diverter | 1 | PCE | Germany | [6 empty] | 2323 | S-2323-0012-A-23-3571-00263591-N | 7790 | 7341.77 | 3730.45 | 910 | 210 | 260 | 11744-1000-23 | 22729438 | 732690 | N | N
Polo | Braden-Europe B.V. HEERLEN | TPMC | Conducto Silenciador Inferior Nivel superior Ensamblaje 3-4 | Lower Silencer Duct Top Level Asm 3-4 | [ID 902] - Ensamblaje (LSD T - Sección izquierda) 2660 mm x 999 mm | [ID 902] - Assembly (LSD T - Left section) 2660 mm x 999 mm | 3571 | 23MBR305 | Stack+Diffusor+Diverter | 1 | PCE | Germany | [6 empty] | 2323 | S-2323-0013-A-23-3571-00263591-N | 9767 | 8076.98 | 4038.49 | 840 | 310 | 330 | 11744-1000-23 | 22729439 | 730890 | N | N
Polo | Braden-Europe B.V. HEERLEN | TPMC | Conducto Silenciador Inferior Nivel superior Ensamblaje 3-4 | Lower Silencer Duct Top Level Asm 3-4 | [ID 903] - Ensamblaje(LSD T - Sección derecha) | [ID 903] - Assembly (LSD T - Right section) | 3571 | 23MBR305 | Stack+Diffusor+Diverter | 1 | PCE | Germany | [6 empty] | 2323 | S-2323-0013-A-23-3571-00263591-N | 9767 | 8076.98 | 4038.49 | 840 | 310 | 330 | 11744-1000-23 | 22729440 | 730890 | N | N
Polo | Braden-Europe B.V. HEERLEN | TPMC | Conducto Silenciador superior Nivel Inferior Ensamblaje 2-5 | Upper Silecer Duct Bottom Level Asm 2-5 | [ID 951] - Ensamblaje (USD B - Sección delantera - Entrada del desviador) | [ID 951] - Assembly (USD B - Front section - Div. inlet) | 3571 | 23MBR305 | Stack+Diffusor+Diverter | 1 | PCE | Germany | [6 empty] | 2323 | S-2323-0014-A-23-3571-00263591-N | 10806 | 9095.6 | 4547.8 | 900 | 260 | 320 | 11744-1000-23 | 22729441 | 732690 | N | N
Polo | Braden-Europe B.V. HEERLEN | TPMC | Conducto Silenciador superior Nivel Inferior Ensamblaje 2-5 | Upper Silecer Duct Bottom Level Asm 2-5 | [ID 954] - Ensamblaje (USD B - Sección trasera - Salida del desviador) | [ID 954] - Assembly (USD B - Back section - Div. outlet) | 3571 | 23MBR305 | Stack+Diffusor+Diverter | 1 | PCE | Germany | [6 empty] | 2323 | S-2323-0014-A-23-3571-00263591-N | 10806 | 9095.6 | 4547.8 | 900 | 260 | 320 | 11744-1000-23 | 22729442 | 732690 | N | N
Polo | Braden-Europe B.V. HEERLEN | TPMC | Conducto Silenciador superior Nivel Inferior Ensamblaje 3-4 | Upper Silecer Duct Bottom Level Asm 3-4 | [ID 952] - Ensamblaje (USD B - Sección izquierda) | [ID 952] - Assembly (USD B - Left section) | 3571 | 23MBR305 | Stack+Diffusor+Diverter | 1 | PCE | Germany | [6 empty] | 2323 | S-2323-0015-A-23-3571-00263591-N | 7964 | 6254.22 | 3127.11 | 840 | 260 | 320 | 11744-1000-23 | 22729443 | 732690 | N | N
Polo | Braden-Europe B.V. HEERLEN | TPMC | Conducto Silenciador superior Nivel Inferior Ensamblaje 3-4 | Upper Silecer Duct Bottom Level Asm 3-4 | [ID 954] - Ensamblaje (USD B - Sección derecha) | [ID 953] - Assembly (USD B - Right section) | 3571 | 23MBR305 | Stack+Diffusor+Diverter | 1 | PCE | Germany | [6 empty] | 2323 | S-2323-0015-A-23-3571-00263591-N | 7964 | 6254.22 | 3127.11 | 840 | 260 | 320 | 11744-1000-23 | 22729444 | 732690 | N | N
Polo | Braden-Europe B.V. HEERLEN | TPMC | Conducto Silenciador superior Nivel superior Ensamblaje 2-5 | Upper Silecer Duct Top Level Asm 2-5 | [ID 986] - Ensamblaje (USD T - Sección delantera - Entrada del desviador) 8540 mm x 5094 mm | [ID 986] - Assembly (USD T - Front section - Div. inlet) 8540 mm x 5094 mm | 3571 | 23MBR305 | Stack+Diffusor+Diverter | 1 | PCE | Germany | [6 empty] | 2323 | S-2323-0016-A-23-3571-00263591-N | 9605 | 7894.56 | 3947.28 | 890 | 260 | 350 | 11744-1000-23 | 22729445 | 732690 | N | N
Polo | Braden-Europe B.V. HEERLEN | TPMC | Conducto Silenciador superior Nivel superior Ensamblaje 2-5 | Upper Silecer Duct Top Level Asm 2-5 | [ID 989] - Ensamblaje (USD T - Sección trasera - Salida del desviador) 2660 mm x 610 mm | [ID 989] - Assembly (USD T - Back section - Div. outlet) 2660 mm x 610 mm | 3571 | 23MBR305 | Stack+Diffusor+Diverter | 1 | PCE | Germany | [6 empty] | 2323 | S-2323-0016-A-23-3571-00263591-N | 9605 | 7894.56 | 3947.28 | 890 | 260 | 350 | 11744-1000-23 | 22729446 | 732690 | N | N
Polo | Braden-Europe B.V. HEERLEN | TPMC | Conducto Silenciador superior Nivel superior Ensamblaje 3-4 | Upper Silecer Duct Top Level Asm 3-4 | [ID 987] - Ensamblaje (USD T - Sección izquierda) 2660 mm x 717 mm | [ID 987] - Assembly (USD T - Left section) 2660 mm x 717 mm | 3571 | 23MBR305 | Stack+Diffusor+Diverter | 1 | PCE | Germany | [6 empty] | 2323 | S-2323-0017-A-23-3571-00263591-N | 7999 | 6308.5 | 3154.25 | 840 | 300 | 330 | 11744-1000-23 | 22729447 | 732690 | N | N
Polo | Braden-Europe B.V. HEERLEN | TPMC | Conducto Silenciador superior Nivel superior Ensamblaje 3-4 | Upper Silecer Duct Top Level Asm 3-4 | [ID 988] - Ensamblaje (USD T - Sección derecha) 2660 mm x 717 mm | [ID 988] - Assembly (USD T - Right section) 2660 mm x 717 mm | 3571 | 23MBR305 | Stack+Diffusor+Diverter | 1 | PCE | Germany | [6 empty] | 2323 | S-2323-0017-A-23-3571-00263591-N | 7999 | 6308.5 | 3154.25 | 840 | 300 | 330 | 11744-1000-23 | 22729448 | 732690 | N | N
Polo | Braden-Europe B.V. HEERLEN | TPMC | Conducto de transición superior Ensamblaje A-C | Upper Transition Duct Ass A-C | [ID 1075] - UTD La Parte A 1950X3000 | [ID 1075] - UTD PART A 1950X3000 | 3571 | 23MBR305 | Stack+Diffusor+Diverter | 1 | PCE | Germany | [6 empty] | 2323 | S-2323-0018-A-23-3571-00263591-N | 9883 | 8552.8 | 4386.5 | 900 | 310 | 380 | 11744-1000-23 | 22729449 | 732690 | N | N
Polo | Braden-Europe B.V. HEERLEN | TPMC | Conducto de transición superior Ensamblaje A-C | Upper Transition Duct Ass A-C | [ID 1077] - UTD La Parte C 1950X3000 | [ID 1077] - UTD PART C 1950X3000 | 3571 | 23MBR305 | Stack+Diffusor+Diverter | 1 | PCE | Germany | [6 empty] | 2323 | S-2323-0018-A-23-3571-00263591-N | 9883 | 8552.8 | 4166.3 | 900 | 310 | 380 | 11744-1000-23 | 22729450 | 732690 | N | N
Polo | Braden-Europe B.V. HEERLEN | TPMC | Conducto de transición superior Ensamblaje B-D | Upper Transition Duct Ass B-D | [ID 1076] - UTD La Parte B 1950X3000 | [ID 1076] - UTD PART B 1950X3000 | 3571 | 23MBR305 | Stack+Diffusor+Diverter | 1 | PCE | Germany | [6 empty] | 2323 | S-2323-0019-A-23-3571-00263591-N | 9820 | 8490.4 | 4245.2 | 900 | 310 | 380 | 11744-1000-23 | 22729451 | 732690 | N | N
Polo | Braden-Europe B.V. HEERLEN | TPMC | Conducto de transición superior Ensamblaje B-D | Upper Transition Duct Ass B-D | [ID 1078] - UTD La Parte D 1950X3000 | [ID 1078] - UTD PART D 1950X3000 | 3571 | 23MBR305 | Stack+Diffusor+Diverter | 1 | PCE | Germany | [6 empty] | 2323 | S-2323-0019-A-23-3571-00263591-N | 9820 | 8490.4 | 4245.2 | 900 | 310 | 380 | 11744-1000-23 | 22729452 | 732690 | N | N
Polo | Braden-Europe B.V. HEERLEN | TPMC | Latas inferiores de la pila Ensamblaje 5-6-7-8 | Lower Stack Cans Ass 5-6-7-8 | [ID 1129] - Ensamblaje (L.S.D.la disposición de Aislamiento) 2141 mm x 2141 mm | [ID 1129] - Assembly (L.S.D.SCALLOP ARR.) 2141 mm x 2141 mm | 3571 | 23MBR305 | Stack+Diffusor+Diverter | 1 | PCE | Germany | [6 empty] | 2323 | S-2323-0020-A-23-3571-00263591-N | 13435 | 11384.75 | 2829.43 | 680 | 340 | 260 | 11744-1000-23 | 22729453 | 732690 | N | N
Polo | Braden-Europe B.V. HEERLEN | TPMC | Latas inferiores de la pila Ensamblaje 5-6-7-8 | Lower Stack Cans Ass 5-6-7-8 | [ID 1130] - Ensamblaje (L.S.C.la parte 06) 2892 mm x 2562 mm | [ID 1130] - Assembly (L.S.C. PART 06) 2892 mm x 2562 mm | 3571 | 23MBR305 | Stack+Diffusor+Diverter | 1 | PCE | Germany | [6 empty] | 2323 | S-2323-0020-A-23-3571-00263591-N | 13435 | 11384.75 | 2829.43 | 680 | 340 | 260 | 11744-1000-23 | 22729454 | 732690 | N | N
Polo | Braden-Europe B.V. HEERLEN | TPMC | Latas inferiores de la pila Ensamblaje 5-6-7-8 | Lower Stack Cans Ass 5-6-7-8 | [ID 1131] - Ensamblaje El Segmento 1 LSC 2141 mm x 2141 mm | [ID 1131] - Assembly LSC Segment 1 2141 mm x 2141 mm | 3571 | 23MBR305 | Stack+Diffusor+Diverter | 1 | PCE | Germany | [6 empty] | 2323 | S-2323-0020-A-23-3571-00263591-N | 13435 | 11384.75 | 2829.43 | 680 | 340 | 260 | 11744-1000-23 | 22729455 | 732690 | N | N
Polo | Braden-Europe B.V. HEERLEN | TPMC | Latas inferiores de la pila Ensamblaje 5-6-7-8 | Lower Stack Cans Ass 5-6-7-8 | [ID 1132] - Ensamblaje El Segmento 1 LSC 2892 mm x 2562 mm | [ID 1132] - Assembly LSC Segment 1 2892 mm x 2562 mm | 3571 | 23MBR305 | Stack+Diffusor+Diverter | 1 | PCE | Germany | [6 empty] | 2323 | S-2323-0020-A-23-3571-00263591-N | 13435 | 11384.75 | 2896.46 | 680 | 340 | 260 | 11744-1000-23 | 22729456 | 732690 | N | N
Polo | Braden-Europe B.V. HEERLEN | TPMC | Latas inferiores de la pila Ensamblaje 1-2-3-4 | Lower Stack Cans Ass 1-2-3-4 | [ID 1125] - Ensamblaje (L.S.D la disposición de Aislamiento) 2141 mm x 2141 mm | [ID 1125] - Assembly (L.S.D.SCALLOP ARR.) 2141 mm x 2141 mm | 3571 | 23MBR305 | Stack+Diffusor+Diverter | 1 | PCE | Germany | [6 empty] | 2323 | S-2323-0021-A-23-3571-00263591-N | 13368 | 11317.72 | 2829.43 | 680 | 340 | 260 | 11744-1000-23 | 22729457 | 732690 | N | N
Polo | Braden-Europe B.V. HEERLEN | TPMC | Latas inferiores de la pila Ensamblaje 1-2-3-4 | Lower Stack Cans Ass 1-2-3-4 | [ID 1126] - Ensamblaje (L.S.C.la parte 02) 2892 mm x 2562 mm | [ID 1126] - Assembly (L.S.C. PART 02) 2892 mm x 2562 mm | 3571 | 23MBR305 | Stack+Diffusor+Diverter | 1 | PCE | Germany | [6 empty] | 2323 | S-2323-0021-A-23-3571-00263591-N | 13368 | 11317.72 | 2829.43 | 680 | 340 | 260 | 11744-1000-23 | 22729458 | 732690 | N | N
Polo | Braden-Europe B.V. HEERLEN | TPMC | Latas inferiores de la pila Ensamblaje 1-2-3-4 | Lower Stack Cans Ass 1-2-3-4 | [ID 1127] - Ensamblaje (L.S.D.la disposición de Aislamiento) 2141 mm x 2141 mm | [ID 1127] - Assembly (L.S.D.SCALLOP ARR.) 2141 mm x 2141 mm | 3571 | 23MBR305 | Stack+Diffusor+Diverter | 1 | PCE | Germany | [6 empty] | 2323 | S-2323-0021-A-23-3571-00263591-N | 13368 | 11317.72 | 2829.43 | 680 | 340 | 260 | 11744-1000-23 | 22729459 | 732690 | N | N
Polo | Braden-Europe B.V. HEERLEN | TPMC | Latas inferiores de la pila Ensamblaje 1-2-3-4 | Lower Stack Cans Ass 1-2-3-4 | [ID 1128] - Ensamblaje (L.S.D.la disposición de Aislamiento) 2892 mm x 2562 mm | [ID 1128] - Assembly (L.S.D.SCALLOP ARR.) 2892 mm x 2562 mm | 3571 | 23MBR305 | Stack+Diffusor+Diverter | 1 | PCE | Germany | [6 empty] | 2323 | S-2323-0021-A-23-3571-00263591-N | 13368 | 11317.72 | 2829.43 | 680 | 340 | 260 | 11744-1000-23 | 22729460 | 732690 | N | N
Polo | Braden-Europe B.V. HEERLEN | TPMC | Latas superior de la pila Ensamblaje 5-6-7-8 | Upper Stack Cans Ass 5-6-7-8 | [ID 1159] - Ensamblaje El Segmento 5 USC 3816 mm x 2669 mm | [ID 1159] - Assembly USC Segment 5 3816 mm x 2669 mm | 3571 | 23MBR305 | Stack+Diffusor+Diverter | 1 | PCE | Germany | [6 empty] | 2323 | S-2323-0022-A-23-3571-00263591-N | 12850 | 10698.71 | 2616.63 | 680 | 340 | 310 | 11744-1000-23 | 22729461 | 732690 | N | N
Polo | Braden-Europe B.V. HEERLEN | TPMC | Latas superior de la pila Ensamblaje 5-6-7-8 | Upper Stack Cans Ass 5-6-7-8 | [ID 1160] - Ensamblaje El Segmento 6 USC 4554 mm x 2774 mm | [ID 1160] - Assembly USC Segment 6 4554 mm x 2774 mm | 3571 | 23MBR305 | Stack+Diffusor+Diverter | 1 | PCE | Germany | [6 empty] | 2323 | S-2323-0022-A-23-3571-00263591-N | 12850 | 10698.71 | 2738.8 | 680 | 340 | 310 | 11744-1000-23 | 22729462 | 732690 | N | N
Polo | Braden-Europe B.V. HEERLEN | TPMC | Latas superior de la pila Ensamblaje 5-6-7-8 | Upper Stack Cans Ass 5-6-7-8 | [ID 1161] - Ensamblaje El Segmento 7 USC 3774 mm x 2669 mm | [ID 1161] - Assembly USC Segment 7 3774 mm x 2669 mm | 3571 | 23MBR305 | Stack+Diffusor+Diverter | 1 | PCE | Germany | [6 empty] | 2323 | S-2323-0022-A-23-3571-00263591-N | 12850 | 10698.71 | 2611.91 | 680 | 340 | 310 | 11744-1000-23 | 22729463 | 732690 | N | N
Polo | Braden-Europe B.V. HEERLEN | TPMC | Latas superior de la pila Ensamblaje 5-6-7-8 | Upper Stack Cans Ass 5-6-7-8 | [ID 1162] - Ensamblaje El Segmento 8 USC 2796 mm x 2774 mm | [ID 1162] - Assembly USC Segment 8 2796 mm x 2774 mm | 3571 | 23MBR305 | Stack+Diffusor+Diverter | 1 | PCE | Germany | [6 empty] | 2323 | S-2323-0022-A-23-3571-00263591-N | 12850 | 10698.71 | 2731.37 | 680 | 340 | 310 | 11744-1000-23 | 22729464 | 732690 | N | N
Polo | Braden-Europe B.V. HEERLEN | TPMC | Desviador Pos 10-11 Secciones medias derecha | Diverter Pos 10-11 Right middle sections | [ID 10] - Parte 10 de carcasa desviador 2333 mm x 1992 mm | [ID 10] - DIVERTER CASING PART 10 2333 mm x 1992 mm | 3571 | 23MBR305 | Stack+Diffusor+Diverter | 1 | PCE | Germany | [6 empty] | 2323 | S-2323-0023-A-23-3571-00263591-N | 7856 | 7405.82 | 3730.65 | 910 | 210 | 260 | 11744-1000-23 | 22729465 | 732690 | N | N
Polo | Braden-Europe B.V. HEERLEN | TPMC | Desviador Pos 10-11 Secciones medias derecha | Diverter Pos 10-11 Right middle sections | [ID 11] - Parte 11 de carcasa desviador 2323 mm x 903 mm | [ID 11] - DIVERTER CASING PART 11 2323 mm x 903 mm | 3571 | 23MBR305 | Stack+Diffusor+Diverter | 1 | PCE | Germany | [6 empty] | 2323 | S-2323-0023-A-23-3571-00263591-N | 7856 | 7405.82 | 3675.17 | 910 | 210 | 260 | 11744-1000-23 | 22729466 | 732690 | N | N
Polo | Braden-Europe B.V. HEERLEN | TPMC | Latas superior de la pila Ensamblaje 1-2-3-4 | Upper Stack Cans Ass 1-2-3-4 | [ID 1155] - Ensamblaje El Segmento 1 USC 2664 mm x 1335 mm | [ID 1155] - Assembly USC Segment 1 2664 mm x 1335 mm | 3571 | 23MBR305 | Stack+Diffusor+Diverter | 1 | PCE | Germany | [6 empty] | 2323 | S-2323-0024-A-23-3571-00263591-N | 12850 | 10699.48 | 2616.67 | 680 | 340 | 310 | 11744-1000-23 | 22729467 | 732690 | N | N
Polo | Braden-Europe B.V. HEERLEN | TPMC | Latas superior de la pila Ensamblaje 1-2-3-4 | Upper Stack Cans Ass 1-2-3-4 | [ID 1156] - Ensamblaje El Segmento 2 USC 2796 mm x 2774 mm | [ID 1156] - Assembly USC Segment 2 2796 mm x 2774 mm | 3571 | 23MBR305 | Stack+Diffusor+Diverter | 1 | PCE | Germany | [6 empty] | 2323 | S-2323-0024-A-23-3571-00263591-N | 12850 | 10699.48 | 2739.53 | 680 | 340 | 310 | 11744-1000-23 | 22729468 | 732690 | N | N
Polo | Braden-Europe B.V. HEERLEN | TPMC | Latas superior de la pila Ensamblaje 1-2-3-4 | Upper Stack Cans Ass 1-2-3-4 | [ID 1157] - Ensamblaje El Segmento 3 USC 2664 mm x 1293 mm | [ID 1157] - Assembly USC Segment 3 2664 mm x 1293 mm | 3571 | 23MBR305 | Stack+Diffusor+Diverter | 1 | PCE | Germany | [6 empty] | 2323 | S-2323-0024-A-23-3571-00263591-N | 12850 | 10699.48 | 2611.91 | 680 | 340 | 310 | 11744-1000-23 | 22729469 | 732690 | N | N
Polo | Braden-Europe B.V. HEERLEN | TPMC | Latas superior de la pila Ensamblaje 1-2-3-4 | Upper Stack Cans Ass 1-2-3-4 | [ID 1158] - Ensamblaje El Segmento 4 USC 4554 mm x 2774 mm | [ID 1158] - Assembly USC Segment 4 4554 mm x 2774 mm | 3571 | 23MBR305 | Stack+Diffusor+Diverter | 1 | PCE | Germany | [6 empty] | 2323 | S-2323-0024-A-23-3571-00263591-N | 12850 | 10699.48 | 2731.37 | 680 | 340 | 310 | 11744-1000-23 | 22729470 | 732690 | N | N
Polo | Braden-Europe B.V. HEERLEN | TPMC | Ductos de pila de piezas de campo y hardware | Stack Ducts field parts and hardware | [ID 1000] - Ensamblaje (01.L.S.D./U.S.D. GUIDE) 505 mm x 225 mm | [ID 1000] - Assembly (01.L.S.D./U.S.D. GUIDE) 505 mm x 225 mm | 3571 | 23MBR305 | Stack+Diffusor+Diverter | 14 | PCE | Germany | [6 empty] | 2323 | S-2323-0025-A-23-3571-00263591-N | 9681 | 8307.11 | 353.59 | 560 | 220 | 210 | 11744-1000-23 | 22729508 | 732690 | N | N
Polo | Braden-Europe B.V. HEERLEN | TPMC | Ductos de pila de piezas de campo y hardware | Stack Ducts field parts and hardware | [ID 1001] - Ensamblaje (02.L.S.D./U.S.D. GUIDE) 240 mm x 210 mm | [ID 1001] - Assembly (02.L.S.D./U.S.D. GUIDE) 240 mm x 210 mm | 3571 | 23MBR305 | Stack+Diffusor+Diverter | 4 | PCE | Germany | [6 empty] | 2323 | S-2323-0025-A-23-3571-00263591-N | 9681 | 8307.11 | 64.5 | 560 | 220 | 210 | 11744-1000-23 | 22729509 | 732690 | N | N
Polo | Braden-Europe B.V. HEERLEN | TPMC | Ductos de pila de piezas de campo y hardware | Stack Ducts field parts and hardware | [ID 1002] - Chapa de acero (Aislamiento) 405 mm x 3 mm | [ID 1002] - Plate (Liner) 405 mm x 3 mm | 3571 | 23MBR305 | Stack+Diffusor+Diverter | 16 | PCE | Germany | [6 empty] | 2323 | S-2323-0025-A-23-3571-00263591-N | 9681 | 8307.11 | 105.92 | 560 | 220 | 210 | 11744-1000-23 | 22729510 | 730890 | N | N
Polo | Braden-Europe B.V. HEERLEN | TPMC | Ductos de pila de piezas de campo y hardware | Stack Ducts field parts and hardware | [ID 1003] - Chapa de acero (Aislamiento) 405 mm x 3 mm | [ID 1003] - Plate (Liner) 405 mm x 3 mm | 3571 | 23MBR305 | Stack+Diffusor+Diverter | 14 | PCE | Germany | [6 empty] | 2323 | S-2323-0025-A-23-3571-00263591-N | 9681 | 8307.11 | 61.24 | 560 | 220 | 210 | 11744-1000-23 | 22729511 | 730890 | N | N
Polo | Braden-Europe B.V. HEERLEN | TPMC | Ductos de pila de piezas de campo y hardware | Stack Ducts field parts and hardware | [ID 1004] - Chapa de acero (Aislamiento) 405 mm x 3 mm | [ID 1004] - Plate (Liner) 405 mm x 3 mm | 3571 | 23MBR305 | Stack+Diffusor+Diverter | 2 | PCE | Germany | [6 empty] | 2323 | S-2323-0025-A-23-3571-00263591-N | 9681 | 8307.11 | 10.88 | 560 | 220 | 210 | 11744-1000-23 | 22729533 | 730890 | N | N
Polo | Braden-Europe B.V. HEERLEN | TPMC | Ductos de pila de piezas de campo y hardware | Stack Ducts field parts and hardware | [ID 1005] - Chapa de acero (Aislamiento) 405 mm x 3 mm | [ID 1005] - Plate (Liner) 405 mm x 3 mm | 3571 | 23MBR305 | Stack+Diffusor+Diverter | 12 | PCE | Germany | [6 empty] | 2323 | S-2323-0025-A-23-3571-00263591-N | 9681 | 8307.11 | 137.55 | 560 | 220 | 210 | 11744-1000-23 | 22729534 | 730890 | N | N
Polo | Braden-Europe B.V. HEERLEN | TPMC | Ductos de pila de piezas de campo y hardware | Stack Ducts field parts and hardware | [ID 1006] - Chapa doblado (Aislamiento) 374 mm x 243 mm | [ID 1006] - Bended Plate (Liner) 374 mm x 243 mm | 3571 | 23MBR305 | Stack+Diffusor+Diverter | 4 | PCE | Germany | [6 empty] | 2323 | S-2323-0025-A-23-3571-00263591-N | 9681 | 8307.11 | 22.39 | 560 | 220 | 210 | 11744-1000-23 | 22729535 | 732690 | N | N
Polo | Braden-Europe B.V. HEERLEN | TPMC | Ductos de pila de piezas de campo y hardware | Stack Ducts field parts and hardware | [ID 1009] - Arandela A 17 (incl. 10% extra) | [ID 1009] - Washer A 17 (incl. 10% extra) | 3571 | 23MBR305 | Stack+Diffusor+Diverter | 27 | PCE | Germany | [6 empty] | 2323 | S-2323-0025-A-23-3571-00263591-N | 9681 | 8307.11 | 0.3 | 560 | 220 | 210 | 11744-1000-23 | 22729536 | 731822 | N | N
Polo | Braden-Europe B.V. HEERLEN | TPMC | Ductos de pila de piezas de campo y hardware | Stack Ducts field parts and hardware | [ID 1010] - Arandela cuadrado 17.5 (incl. 10% extra) | [ID 1010] - Square Beveled Washer 17.5 (incl. 10% extra) | 3571 | 23MBR305 | Stack+Diffusor+Diverter | 27 | PCE | Germany | [6 empty] | 2323 | S-2323-0025-A-23-3571-00263591-N | 9681 | 8307.11 | 0.83 | 560 | 220 | 210 | 11744-1000-23 | 22729537 | 731822 | N | N
Polo | Braden-Europe B.V. HEERLEN | TPMC | Ductos de pila de piezas de campo y hardware | Stack Ducts field parts and hardware | [ID 1011] - Arandela A 17 (incl. 10% extra) | [ID 1011] - Washer 17 (incl. 10% extra) | 3571 | 23MBR305 | Stack+Diffusor+Diverter | 132 | PCE | Germany | [6 empty] | 2323 | S-2323-0025-A-23-3571-00263591-N | 9681 | 8307.11 | 5.4 | 560 | 220 | 210 | 11744-1000-23 | 22729538 | 731822 | N | N
Polo | Braden-Europe B.V. HEERLEN | TPMC | Ductos de pila de piezas de campo y hardware | Stack Ducts field parts and hardware | [ID 1012] - Tornillo hexagonal DIN 933 - M16 x 40 - 8.8 Galv. (incl. 10% extra) | [ID 1012] - Hex-Head Bolt DIN 933 - M16 x 40 - 8.8 Galv. (incl. 10% extra) | 3571 | 23MBR305 | Stack+Diffusor+Diverter | 22 | PCE | Germany | [6 empty] | 2323 | S-2323-0025-A-23-3571-00263591-N | 9681 | 8307.11 | 2.2 | 560 | 220 | 210 | 11744-1000-23 | 22729539 | 731815 | N | N
Polo | Braden-Europe B.V. HEERLEN | TPMC | Ductos de pila de piezas de campo y hardware | Stack Ducts field parts and hardware | [ID 1013] - Tornillo hexagonal DIN 933 - M16 x 50 - 8.8 Galv. (incl. 10% extra) | [ID 1013] - Hex-Head Bolt DIN 933 - M16 x 50 - 8.8 Galv. (incl. 10% extra) | 3571 | 23MBR305 | Stack+Diffusor+Diverter | 93 | PCE | Germany | [6 empty] | 2323 | S-2323-0025-A-23-3571-00263591-N | 9681 | 8307.11 | 10.77 | 560 | 220 | 210 | 11744-1000-23 | 22729540 | 731815 | N | N
Polo | Braden-Europe B.V. HEERLEN | TPMC | Ductos de pila de piezas de campo y hardware | Stack Ducts field parts and hardware | [ID 1014] -Tuerca M16 (incl. 10% extra) | [ID 1014] - Hex Nut M16 (incl. 10% extra) | 3571 | 23MBR305 | Stack+Diffusor+Diverter | 115 | PCE | Germany | [6 empty] | 2323 | S-2323-0025-A-23-3571-00263591-N | 9681 | 8307.11 | 3.96 | 560 | 220 | 210 | 11744-1000-23 | 22729541 | 731816 | N | N
Polo | Braden-Europe B.V. HEERLEN | TPMC | Ductos de pila de piezas de campo y hardware | Stack Ducts field parts and hardware | [ID 1070] - El soporto de montaje para Panel de acùstica | [ID 1070] - Silencer panel erection support | 3571 | 23MBR305 | Stack+Diffusor+Diverter | 2 | PCE | Germany | [6 empty] | 2323 | S-2323-0025-A-23-3571-00263591-N | 9681 | 8307.11 | 432.9 | 560 | 220 | 210 | 11744-1000-23 | 22729542 | 731822 | N | N
Polo | Braden-Europe B.V. HEERLEN | TPMC | Ductos de pila de piezas de campo y hardware | Stack Ducts field parts and hardware | [ID 1080] - Chapa de acero 573 x 2 | [ID 1080] - PLATE 573 x 2 | 3571 | 23MBR305 | Stack+Diffusor+Diverter | 4 | PCE | Germany | [6 empty] | 2323 | S-2323-0025-A-23-3571-00263591-N | 9681 | 8307.11 | 15.4 | 560 | 220 | 210 | 11744-1000-23 | 22729543 | 730890 | N | N
Polo | Braden-Europe B.V. HEERLEN | TPMC | Ductos de pila de piezas de campo y hardware | Stack Ducts field parts and hardware | [ID 1081] - Chapa de acero 674 x 2 | [ID 1081] - PLATE 674 x 2 | 3571 | 23MBR305 | Stack+Diffusor+Diverter | 4 | PCE | Germany | [6 empty] | 2323 | S-2323-0025-A-23-3571-00263591-N | 9681 | 8307.11 | 14.5 | 560 | 220 | 210 | 11744-1000-23 | 22729544 | 730890 | N | N
Polo | Braden-Europe B.V. HEERLEN | TPMC | Ductos de pila de piezas de campo y hardware | Stack Ducts field parts and hardware | [ID 1082] - Chapa de acero 674 x 2 | [ID 1082] - PLATE 674 x 2 | 3571 | 23MBR305 | Stack+Diffusor+Diverter | 4 | PCE | Germany | [6 empty] | 2323 | S-2323-0025-A-23-3571-00263591-N | 9681 | 8307.11 | 14.5 | 560 | 220 | 210 | 11744-1000-23 | 22729545 | 730890 | N | N
Polo | Braden-Europe B.V. HEERLEN | TPMC | Ductos de pila de piezas de campo y hardware | Stack Ducts field parts and hardware | [ID 1083] - Chapa de acero 400 x 2 | [ID 1083] - PLATE 400 x 2 | 3571 | 23MBR305 | Stack+Diffusor+Diverter | 4 | PCE | Germany | [6 empty] | 2323 | S-2323-0025-A-23-3571-00263591-N | 9681 | 8307.11 | 56.5 | 560 | 220 | 210 | 11744-1000-23 | 22729546 | 730890 | N | N
Polo | Braden-Europe B.V. HEERLEN | TPMC | Ductos de pila de piezas de campo y hardware | Stack Ducts field parts and hardware | [ID 1084] - Chapa de acero 76 x 2 | [ID 1084] - PLATE 76 x 2 | 3571 | 23MBR305 | Stack+Diffusor+Diverter | 4 | PCE | Germany | [6 empty] | 2323 | S-2323-0025-A-23-3571-00263591-N | 9681 | 8307.11 | 2 | 560 | 220 | 210 | 11744-1000-23 | 22729547 | 730890 | N | N
Polo | Braden-Europe B.V. HEERLEN | TPMC | Ductos de pila de piezas de campo y hardware | Stack Ducts field parts and hardware | [ID 1085] - Chapa de acero 373 x 2 | [ID 1085] - PLATE 373 x 2 | 3571 | 23MBR305 | Stack+Diffusor+Diverter | 4 | PCE | Germany | [6 empty] | 2323 | S-2323-0025-A-23-3571-00263591-N | 9681 | 8307.11 | 11.3 | 560 | 220 | 210 | 11744-1000-23 | 22729548 | 730890 | N | N
Polo | Braden-Europe B.V. HEERLEN | TPMC | Ductos de pila de piezas de campo y hardware | Stack Ducts field parts and hardware | [ID 1086] - Chapa de acero 384 x 2 | [ID 1086] - PLATE 384 x 2 | 3571 | 23MBR305 | Stack+Diffusor+Diverter | 4 | PCE | Germany | [6 empty] | 2323 | S-2323-0025-A-23-3571-00263591-N | 9681 | 8307.11 | 9.2 | 560 | 220 | 210 | 11744-1000-23 | 22729549 | 730890 | N | N
Polo | Braden-Europe B.V. HEERLEN | TPMC | Ductos de pila de piezas de campo y hardware | Stack Ducts field parts and hardware | [ID 1087] - Chapa de acero 100 x 6 | [ID 1087] - PLATE 100 x 6 | 3571 | 23MBR305 | Stack+Diffusor+Diverter | 4 | PCE | Germany | [6 empty] | 2323 | S-2323-0025-A-23-3571-00263591-N | 9681 | 8307.11 | 9.1 | 560 | 220 | 210 | 11744-1000-23 | 22729550 | 730890 | N | N
Polo | Braden-Europe B.V. HEERLEN | TPMC | Ductos de pila de piezas de campo y hardware | Stack Ducts field parts and hardware | [ID 1095] - U.S.D./U.T.D. Interfraz 431 mm x 431 mm | [ID 1095] - U.S.D./U.T.D. FIELD LINER 431 mm x 431 mm | 3571 | 23MBR305 | Stack+Diffusor+Diverter | 2 | PCE | Germany | [6 empty] | 2323 | S-2323-0025-A-23-3571-00263591-N | 9681 | 8307.11 | 14 | 560 | 220 | 210 | 11744-1000-23 | 22729551 | 730890 | N | N
Polo | Braden-Europe B.V. HEERLEN | TPMC | Ductos de pila de piezas de campo y hardware | Stack Ducts field parts and hardware | [ID 1096] - U.S.D./U.T.D. Interfraz 431 mm x 431 mm | [ID 1096] - U.S.D./U.T.D. FIELD LINER 431 mm x 431 mm | 3571 | 23MBR305 | Stack+Diffusor+Diverter | 2 | PCE | Germany | [6 empty] | 2323 | S-2323-0025-A-23-3571-00263591-N | 9681 | 8307.11 | 14 | 560 | 220 | 210 | 11744-1000-23 | 22729552 | 730890 | N | N
Polo | Braden-Europe B.V. HEERLEN | TPMC | Ductos de pila de piezas de campo y hardware | Stack Ducts field parts and hardware | [ID 1097] - L.S.D./U.S.D. Interfraz 400 mm x 3 mm | [ID 1097] - L.S.D./U.S.D. FIELD LINER 400 mm x 3 mm | 3571 | 23MBR305 | Stack+Diffusor+Diverter | 4 | PCE | Germany | [6 empty] | 2323 | S-2323-0025-A-23-3571-00263591-N | 9681 | 8307.11 | 39.79 | 560 | 220 | 210 | 11744-1000-23 | 22729553 | 730890 | N | N
Polo | Braden-Europe B.V. HEERLEN | TPMC | Ductos de pila de piezas de campo y hardware | Stack Ducts field parts and hardware | [ID 1098] - L.S.D./U.S.D. Interfraz 400 mm x 3 mm | [ID 1098] - L.S.D./U.S.D. FIELD LINER 400 mm x 3 mm | 3571 | 23MBR305 | Stack+Diffusor+Diverter | 8 | PCE | Germany | [6 empty] | 2323 | S-2323-0025-A-23-3571-00263591-N | 9681 | 8307.11 | 95.46 | 560 | 220 | 210 | 11744-1000-23 | 22729574 | 730890 | N | N
Polo | Braden-Europe B.V. HEERLEN | TPMC | Ductos de pila de piezas de campo y hardware | Stack Ducts field parts and hardware | [ID 1099] - L.S.D./U.S.D. Interfraz 400 mm x 3 mm | [ID 1099] - L.S.D./U.S.D. FIELD LINER 400 mm x 3 mm | 3571 | 23MBR305 | Stack+Diffusor+Diverter | 2 | PCE | Germany | [6 empty] | 2323 | S-2323-0025-A-23-3571-00263591-N | 9681 | 8307.11 | 18.08 | 560 | 220 | 210 | 11744-1000-23 | 22729575 | 730890 | N | N
Polo | Braden-Europe B.V. HEERLEN | TPMC | Ductos de pila de piezas de campo y hardware | Stack Ducts field parts and hardware | [ID 1100] - L.S.D./U.S.D. Interfraz 400 mm x 3 mm | [ID 1100] - L.S.D./U.S.D. FIELD LINER 400 mm x 3 mm | 3571 | 23MBR305 | Stack+Diffusor+Diverter | 2 | PCE | Germany | [6 empty] | 2323 | S-2323-0025-A-23-3571-00263591-N | 9681 | 8307.11 | 27.55 | 560 | 220 | 210 | 11744-1000-23 | 22729576 | 730890 | N | N
Polo | Braden-Europe B.V. HEERLEN | TPMC | Ductos de pila de piezas de campo y hardware | Stack Ducts field parts and hardware | [ID 1101] - L.S.D./U.S.D. Interfraz 400 mm x 3 mm | [ID 1101] - L.S.D./U.S.D. FIELD LINER 400 mm x 3 mm | 3571 | 23MBR305 | Stack+Diffusor+Diverter | 4 | PCE | Germany | [6 empty] | 2323 | S-2323-0025-A-23-3571-00263591-N | 9681 | 8307.11 | 43.68 | 560 | 220 | 210 | 11744-1000-23 | 22729577 | 730890 | N | N
Polo | Braden-Europe B.V. HEERLEN | TPMC | Ductos de pila de piezas de campo y hardware | Stack Ducts field parts and hardware | [ID 1102] - L.S.D./U.S.D. Interfraz 400 mm x 3 mm | [ID 1102] - L.S.D./U.S.D. FIELD LINER 400 mm x 3 mm | 3571 | 23MBR305 | Stack+Diffusor+Diverter | 4 | PCE | Germany | [6 empty] | 2323 | S-2323-0025-A-23-3571-00263591-N | 9681 | 8307.11 | 43.12 | 560 | 220 | 210 | 11744-1000-23 | 22729578 | 730890 | N | N
Polo | Braden-Europe B.V. HEERLEN | TPMC | Ductos de pila de piezas de campo y hardware | Stack Ducts field parts and hardware | [ID 1103] - L.S.D./U.S.D. Interfraz 400 mm x 3 mm | [ID 1103] - L.S.D./U.S.D. FIELD LINER 400 mm x 3 mm | 3571 | 23MBR305 | Stack+Diffusor+Diverter | 4 | PCE | Germany | [6 empty] | 2323 | S-2323-0025-A-23-3571-00263591-N | 9681 | 8307.11 | 36.46 | 560 | 220 | 210 | 11744-1000-23 | 22729579 | 730890 | N | N
Polo | Braden-Europe B.V. HEERLEN | TPMC | Ductos de pila de piezas de campo y hardware | Stack Ducts field parts and hardware | [ID 1104] - Tornillo M16 (incl. 10% extra) | [ID 1104] - BOLT M16 (incl. 10% extra) | 3571 | 23MBR305 | Stack+Diffusor+Diverter | 119 | PCE | Germany | [6 empty] | 2323 | S-2323-0025-A-23-3571-00263591-N | 9681 | 8307.11 | 12.23 | 560 | 220 | 210 | 11744-1000-23 | 22729580 | 731815 | N | N
Polo | Braden-Europe B.V. HEERLEN | TPMC | Ductos de pila de piezas de campo y hardware | Stack Ducts field parts and hardware | [ID 1105] -Tuerca M16 (incl. 10% extra) | [ID 1105] - NUT M16 (incl. 10% extra) | 3571 | 23MBR305 | Stack+Diffusor+Diverter | 119 | PCE | Germany | [6 empty] | 2323 | S-2323-0025-A-23-3571-00263591-N | 9681 | 8307.11 | 3.97 | 560 | 220 | 210 | 11744-1000-23 | 22729581 | 731816 | N | N
Polo | Braden-Europe B.V. HEERLEN | TPMC | Ductos de pila de piezas de campo y hardware | Stack Ducts field parts and hardware | [ID 1106] - Arandela A 17 (incl. 10% extra) | [ID 1106] - WASHER A 17 (incl. 10% extra) | 3571 | 23MBR305 | Stack+Diffusor+Diverter | 194 | PCE | Germany | [6 empty] | 2323 | S-2323-0025-A-23-3571-00263591-N | 9681 | 8307.11 | 1.54 | 560 | 220 | 210 | 11744-1000-23 | 22729582 | 731822 | N | N
Polo | Braden-Europe B.V. HEERLEN | TPMC | Ductos de pila de piezas de campo y hardware | Stack Ducts field parts and hardware | [ID 1107] - Tornillo M24 (incl. 10% extra) | [ID 1107] - BOLT M24 (incl. 10% extra) | 3571 | 23MBR305 | Stack+Diffusor+Diverter | 22 | PCE | Germany | [6 empty] | 2323 | S-2323-0025-A-23-3571-00263591-N | 9681 | 8307.11 | 8.03 | 560 | 220 | 210 | 11744-1000-23 | 22729583 | 731815 | N | N
Polo | Braden-Europe B.V. HEERLEN | TPMC | Ductos de pila de piezas de campo y hardware | Stack Ducts field parts and hardware | [ID 1108] -Tuerca M24 (incl. 10% extra) | [ID 1108] - NUT M24 (incl. 10% extra) | 3571 | 23MBR305 | Stack+Diffusor+Diverter | 22 | PCE | Germany | [6 empty] | 2323 | S-2323-0025-A-23-3571-00263591-N | 9681 | 8307.11 | 2.42 | 560 | 220 | 210 | 11744-1000-23 | 22729584 | 731816 | N | N
Polo | Braden-Europe B.V. HEERLEN | TPMC | Ductos de pila de piezas de campo y hardware | Stack Ducts field parts and hardware | [ID 1109] - Arandela A 25 (incl. 10% extra) | [ID 1109] - WASHER A 25 (incl. 10% extra) | 3571 | 23MBR305 | Stack+Diffusor+Diverter | 36 | PCE | Germany | [6 empty] | 2323 | S-2323-0025-A-23-3571-00263591-N | 9681 | 8307.11 | 1.13 | 560 | 220 | 210 | 11744-1000-23 | 22729585 | 731822 | N | N
Polo | Braden-Europe B.V. HEERLEN | TPMC | Ductos de pila de piezas de campo y hardware | Stack Ducts field parts and hardware | [ID 1110] - Arandela cuadrado cónico A 25 (incl. 10% extra) | [ID 1110] - SQUARE TAPER WASHER A 25 (incl. 10% extra) | 3571 | 23MBR305 | Stack+Diffusor+Diverter | 9 | PCE | Germany | [6 empty] | 2323 | S-2323-0025-A-23-3571-00263591-N | 9681 | 8307.11 | 1.01 | 560 | 220 | 210 | 11744-1000-23 | 22729586 | 731822 | N | N
Polo | Braden-Europe B.V. HEERLEN | TPMC | Ductos de pila de piezas de campo y hardware | Stack Ducts field parts and hardware | [ID 1111] - Arandela A 17 (incl. 10% extra) | [ID 1111] - WASHER A 17 (incl. 10% extra) | 3571 | 23MBR305 | Stack+Diffusor+Diverter | 62 | PCE | Germany | [6 empty] | 2323 | S-2323-0025-A-23-3571-00263591-N | 9681 | 8307.11 | 0.66 | 560 | 220 | 210 | 11744-1000-23 | 22729587 | 731822 | N | N
Polo | Braden-Europe B.V. HEERLEN | TPMC | Ductos de pila de piezas de campo y hardware | Stack Ducts field parts and hardware | [ID 1113] - El metal expandido1338x2.5-1550 | [ID 1113] - EXPANDED METAL 1338x2.5-1550 | 3571 | 23MBR305 | Stack+Diffusor+Diverter | 1 | PCE | Germany | [6 empty] | 2323 | S-2323-0025-A-23-3571-00263591-N | 9681 | 8307.11 | 5.7 | 560 | 220 | 210 | 11744-1000-23 | 22729588 | 732690 | N | N
Polo | Braden-Europe B.V. HEERLEN | TPMC | Ductos de pila de piezas de campo y hardware | Stack Ducts field parts and hardware | [ID 1114] - Ensamblaje 02 | [ID 1114] - ASSEMBLY 02 | 3571 | 23MBR305 | Stack+Diffusor+Diverter | 1 | PCE | Germany | [6 empty] | 2323 | S-2323-0025-A-23-3571-00263591-N | 9681 | 8307.11 | 1 | 560 | 220 | 210 | 11744-1000-23 | 22729589 | 732690 | N | N
Polo | Braden-Europe B.V. HEERLEN | TPMC | Ductos de pila de piezas de campo y hardware | Stack Ducts field parts and hardware | [ID 1115] - Ensamblaje 03 | [ID 1115] - ASSEMBLY 03 | 3571 | 23MBR305 | Stack+Diffusor+Diverter | 1 | PCE | Germany | [6 empty] | 2323 | S-2323-0025-A-23-3571-00263591-N | 9681 | 8307.11 | 1 | 560 | 220 | 210 | 11744-1000-23 | 22729590 | 732690 | N | N
Polo | Braden-Europe B.V. HEERLEN | TPMC | Ductos de pila de piezas de campo y hardware | Stack Ducts field parts and hardware | [ID 1116] - Ensamblaje 04 | [ID 1116] - ASSEMBLY 04 | 3571 | 23MBR305 | Stack+Diffusor+Diverter | 1 | PCE | Germany | [6 empty] | 2323 | S-2323-0025-A-23-3571-00263591-N | 9681 | 8307.11 | 2 | 560 | 220 | 210 | 11744-1000-23 | 22729591 | 732690 | N | N
Polo | Braden-Europe B.V. HEERLEN | TPMC | Ductos de pila de piezas de campo y hardware | Stack Ducts field parts and hardware | [ID 1117] - Ensamblaje 05 | [ID 1117] - ASSEMBLY 05 | 3571 | 23MBR305 | Stack+Diffusor+Diverter | 1 | PCE | Germany | [6 empty] | 2323 | S-2323-0025-A-23-3571-00263591-N | 9681 | 8307.11 | 2 | 560 | 220 | 210 | 11744-1000-23 | 22729592 | 732690 | N | N
Polo | Braden-Europe B.V. HEERLEN | TPMC | Ductos de pila de piezas de campo y hardware | Stack Ducts field parts and hardware | [ID 1118] -Tuerca M12 (incl. 10% extra) | [ID 1118] - NUT M12 (incl. 10% extra) | 3571 | 23MBR305 | Stack+Diffusor+Diverter | 5 | PCE | Germany | [6 empty] | 2323 | S-2323-0025-A-23-3571-00263591-N | 9681 | 8307.11 | 0.01 | 560 | 220 | 210 | 11744-1000-23 | 22729593 | 731816 | N | N
Polo | Braden-Europe B.V. HEERLEN | TPMC | Ductos de pila de piezas de campo y hardware | Stack Ducts field parts and hardware | [ID 1119] - Arandela A 13 (incl. 10% extra) | [ID 1119] - WASHER A 13 (incl. 10% extra) | 3571 | 23MBR305 | Stack+Diffusor+Diverter | 5 | PCE | Germany | [6 empty] | 2323 | S-2323-0025-A-23-3571-00263591-N | 9681 | 8307.11 | 0.01 | 560 | 220 | 210 | 11744-1000-23 | 22729594 | 731822 | N | N
Polo | Braden-Europe B.V. HEERLEN | TPMC | Ductos de pila de piezas de campo y hardware | Stack Ducts field parts and hardware | [ID 1136] - Chapa de acero (La interfaz) 487 mm x 12 mm | [ID 1136] - Plate (FIELD LINER) 487 mm x 12 mm | 3571 | 23MBR305 | Stack+Diffusor+Diverter | 16 | PCE | Germany | [6 empty] | 2323 | S-2323-0025-A-23-3571-00263591-N | 9681 | 8307.11 | 443.57 | 560 | 220 | 210 | 11744-1000-23 | 22729595 | 730890 | N | N
Polo | Braden-Europe B.V. HEERLEN | TPMC | Ductos de pila de piezas de campo y hardware | Stack Ducts field parts and hardware | [ID 1137] - Chapa de acero (La interfaz) 487 mm x 12 mm | [ID 1137] - Plate (FIELD LINER) 487 mm x 12 mm | 3571 | 23MBR305 | Stack+Diffusor+Diverter | 8 | PCE | Germany | [6 empty] | 2323 | S-2323-0025-A-23-3571-00263591-N | 9681 | 8307.11 | 132.86 | 560 | 220 | 210 | 11744-1000-23 | 22729596 | 730890 | N | N
Polo | Braden-Europe B.V. HEERLEN | TPMC | Ductos de pila de piezas de campo y hardware | Stack Ducts field parts and hardware | [ID 1142] - Chapa doblado 370 mm x 2 mm | [ID 1142] - BENDED PLATE 370 mm x 2 mm | 3571 | 23MBR305 | Stack+Diffusor+Diverter | 8 | PCE | Germany | [6 empty] | 2323 | S-2323-0025-A-23-3571-00263591-N | 9681 | 8307.11 | 66.09 | 560 | 220 | 210 | 11744-1000-23 | 22729597 | 732690 | N | N
Polo | Braden-Europe B.V. HEERLEN | TPMC | Ductos de pila de piezas de campo y hardware | Stack Ducts field parts and hardware | [ID 1143] - Chapa doblado 370 mm x 2 mm | [ID 1143] - BENDED PLATE 370 mm x 2 mm | 3571 | 23MBR305 | Stack+Diffusor+Diverter | 8 | PCE | Germany | [6 empty] | 2323 | S-2323-0025-A-23-3571-00263591-N | 9681 | 8307.11 | 66.09 | 560 | 220 | 210 | 11744-1000-23 | 22729598 | 732690 | N | N
Polo | Braden-Europe B.V. HEERLEN | TPMC | Ductos de pila de piezas de campo y hardware | Stack Ducts field parts and hardware | [ID 1145] - Arandela A 17 (incl. 10% extra) | [ID 1145] - Washer A 17 (incl. 10% extra) | 3571 | 23MBR305 | Stack+Diffusor+Diverter | 458 | PCE | Germany | [6 empty] | 2323 | S-2323-0025-A-23-3571-00263591-N | 9681 | 8307.11 | 5.17 | 560 | 220 | 210 | 11744-1000-23 | 22729599 | 731822 | N | N
Polo | Braden-Europe B.V. HEERLEN | TPMC | Ductos de pila de piezas de campo y hardware | Stack Ducts field parts and hardware | [ID 1146] - Arandela DIN9021 - A 17 (incl. 10% extra) | [ID 1146] - Washer DIN 9021 - 17 - St-Galv. (incl. 10% extra) | 3571 | 23MBR305 | Stack+Diffusor+Diverter | 106 | PCE | Germany | [6 empty] | 2323 | S-2323-0025-A-23-3571-00263591-N | 9681 | 8307.11 | 4.34 | 560 | 220 | 210 | 11744-1000-23 | 22729600 | 731822 | N | N
Polo | Braden-Europe B.V. HEERLEN | TPMC | Ductos de pila de piezas de campo y hardware | Stack Ducts field parts and hardware | [ID 1147] - Tornillo hexagonal M16 (incl. 10% extra) | [ID 1147] - Hex-Head Bolt M16 (incl. 10% extra) | 3571 | 23MBR305 | Stack+Diffusor+Diverter | 229 | PCE | Germany | [6 empty] | 2323 | S-2323-0025-A-23-3571-00263591-N | 9681 | 8307.11 | 22.91 | 560 | 220 | 210 | 11744-1000-23 | 22729601 | 731815 | N | N
Polo | Braden-Europe B.V. HEERLEN | TPMC | Ductos de pila de piezas de campo y hardware | Stack Ducts field parts and hardware | [ID 1148] - Tornillo hexagonal M16 (incl. 10% extra) | [ID 1148] - Hex-Head Bolt M16 (incl. 10% extra) | 3571 | 23MBR305 | Stack+Diffusor+Diverter | 53 | PCE | Germany | [6 empty] | 2323 | S-2323-0025-A-23-3571-00263591-N | 9681 | 8307.11 | 6.56 | 560 | 220 | 210 | 11744-1000-23 | 22729602 | 731815 | N | N
Polo | Braden-Europe B.V. HEERLEN | TPMC | Ductos de pila de piezas de campo y hardware | Stack Ducts field parts and hardware | [ID 1149] -Tuerca hexagonal M16 (incl. 10% extra) | [ID 1149] - Hex Nut M16 (incl. 10% extra) | 3571 | 23MBR305 | Stack+Diffusor+Diverter | 282 | PCE | Germany | [6 empty] | 2323 | S-2323-0025-A-23-3571-00263591-N | 9681 | 8307.11 | 9.72 | 560 | 220 | 210 | 11744-1000-23 | 22729603 | 731816 | N | N
Polo | Braden-Europe B.V. HEERLEN | TPMC | Ductos de pila de piezas de campo y hardware | Stack Ducts field parts and hardware | [ID 1164] - Protección calentar ensamblaje Port 404 mm x 257 mm | [ID 1164] - Assembly Heat Protection Port 404 mm x 257 mm | 3571 | 23MBR305 | Stack+Diffusor+Diverter | 10 | PCE | Germany | [6 empty] | 2323 | S-2323-0025-A-23-3571-00263591-N | 9681 | 8307.11 | 28.24 | 560 | 220 | 210 | 11744-1000-23 | 22729604 | 732690 | N | N
Polo | Braden-Europe B.V. HEERLEN | TPMC | Ductos de pila de piezas de campo y hardware | Stack Ducts field parts and hardware | [ID 1165] - Ensamblaje ( El nivel 1 de 4" CEMS poner a prueba) 265 mm x 265 mm | [ID 1165] - Assembly (4" Level 1 CEMS Port) 265 mm x 265 mm | 3571 | 23MBR305 | Stack+Diffusor+Diverter | 2 | PCE | Germany | [6 empty] | 2323 | S-2323-0025-A-23-3571-00263591-N | 9681 | 8307.11 | 12.31 | 560 | 220 | 210 | 11744-1000-23 | 22729605 | 732690 | N | N
Polo | Braden-Europe B.V. HEERLEN | TPMC | Ductos de pila de piezas de campo y hardware | Stack Ducts field parts and hardware | [ID 1166] - Ensamblaje (El nivel 2 de 6" EPA y El nivel 4 la velocidad poner a prueba) 265 mm x 265 mm | [ID 1166] - Assembly (6" Level 2 EPA and Level 4 Velocity Port) 265 mm x 265 mm | 3571 | 23MBR305 | Stack+Diffusor+Diverter | 4 | PCE | Germany | [6 empty] | 2323 | S-2323-0025-A-23-3571-00263591-N | 9681 | 8307.11 | 72.52 | 560 | 220 | 210 | 11744-1000-23 | 22729606 | 732690 | N | N
Polo | Braden-Europe B.V. HEERLEN | TPMC | Ductos de pila de piezas de campo y hardware | Stack Ducts field parts and hardware | [ID 1167] - Ensamblaje (El nivel 3 de 3" la opacidad poner a prueba) 265 mm x 265 mm | [ID 1167] - Assembly (3" Level 3 Opacity Port) 265 mm x 265 mm | 3571 | 23MBR305 | Stack+Diffusor+Diverter | 2 | PCE | Germany | [6 empty] | 2323 | S-2323-0025-A-23-3571-00263591-N | 9681 | 8307.11 | 10.18 | 560 | 220 | 210 | 11744-1000-23 | 22729607 | 732690 | N | N
Polo | Braden-Europe B.V. HEERLEN | TPMC | Ductos de pila de piezas de campo y hardware | Stack Ducts field parts and hardware | [ID 1171] - Ensamblaje (parte superior de interfraz) 293 mm x 181 mm | [ID 1171] - Assembly (TOP FIELD LINER) 293 mm x 181 mm | 3571 | 23MBR305 | Stack+Diffusor+Diverter | 8 | PCE | Germany | [6 empty] | 2323 | S-2323-0025-A-23-3571-00263591-N | 9681 | 8307.11 | 32.41 | 560 | 220 | 210 | 11744-1000-23 | 22729608 | 732690 | N | N
Polo | Braden-Europe B.V. HEERLEN | TPMC | Ductos de pila de piezas de campo y hardware | Stack Ducts field parts and hardware | [ID 1172] - Chapa de acero (La interfaz) 487 mm x 12 mm | [ID 1172] - Plate (FIELD LINER) 487 mm x 12 mm | 3571 | 23MBR305 | Stack+Diffusor+Diverter | 16 | PCE | Germany | [6 empty] | 2323 | S-2323-0025-A-23-3571-00263591-N | 9681 | 8307.11 | 443.57 | 560 | 220 | 210 | 11744-1000-23 | 22729609 | 730890 | N | N
Polo | Braden-Europe B.V. HEERLEN | TPMC | Ductos de pila de piezas de campo y hardware | Stack Ducts field parts and hardware | [ID 1173] - Chapa de acero (La interfaz) 487 mm x 12 mm | [ID 1173] - Plate (FIELD LINER) 487 mm x 12 mm | 3571 | 23MBR305 | Stack+Diffusor+Diverter | 8 | PCE | Germany | [6 empty] | 2323 | S-2323-0025-A-23-3571-00263591-N | 9681 | 8307.11 | 124.3 | 560 | 220 | 210 | 11744-1000-23 | 22729610 | 730890 | N | N
Polo | Braden-Europe B.V. HEERLEN | TPMC | Ductos de pila de piezas de campo y hardware | Stack Ducts field parts and hardware | [ID 1175] - Tuerca hexagonal M12 | [ID 1175] - Hex Nut M12 | 3571 | 23MBR305 | Stack+Diffusor+Diverter | 16 | PCE | Germany | [6 empty] | 2323 | S-2323-0025-A-23-3571-00263591-N | 9681 | 8307.11 | 0.05 | 560 | 220 | 210 | 11744-1000-23 | 22729611 | 731816 | N | N
Polo | Braden-Europe B.V. HEERLEN | TPMC | Ductos de pila de piezas de campo y hardware | Stack Ducts field parts and hardware | [ID 1179] - Chapa doblado 400 mm x 2 mm | [ID 1179] - BENDED PLATE 400 mm x 2 mm | 3571 | 23MBR305 | Stack+Diffusor+Diverter | 8 | PCE | Germany | [6 empty] | 2323 | S-2323-0025-A-23-3571-00263591-N | 9681 | 8307.11 | 71.35 | 560 | 220 | 210 | 11744-1000-23 | 22729612 | 732690 | N | N
Polo | Braden-Europe B.V. HEERLEN | TPMC | Ductos de pila de piezas de campo y hardware | Stack Ducts field parts and hardware | [ID 1180] - Chapa doblado 400 mm x 2 mm | [ID 1180] - BENDED PLATE 400 mm x 2 mm | 3571 | 23MBR305 | Stack+Diffusor+Diverter | 8 | PCE | Germany | [6 empty] | 2323 | S-2323-0025-A-23-3571-00263591-N | 9681 | 8307.11 | 71.4 | 560 | 220 | 210 | 11744-1000-23 | 22729613 | 732690 | N | N
Polo | Braden-Europe B.V. HEERLEN | TPMC | Ductos de pila de piezas de campo y hardware | Stack Ducts field parts and hardware | [ID 1182] - Arandela A 17 (incl. 10% extra) | [ID 1182] - Washer A 17 (incl. 10% extra) | 3571 | 23MBR305 | Stack+Diffusor+Diverter | 440 | PCE | Germany | [6 empty] | 2323 | S-2323-0025-A-23-3571-00263591-N | 9681 | 8307.11 | 4.97 | 560 | 220 | 210 | 11744-1000-23 | 22729614 | 731822 | N | N
Polo | Braden-Europe B.V. HEERLEN | TPMC | Ductos de pila de piezas de campo y hardware | Stack Ducts field parts and hardware | [ID 1183] - Arandela DIN9021 - A 17 (incl. 10% extra) | [ID 1183] - Washer DIN 9021 - 17 - St-Galv. (incl. 10% extra) | 3571 | 23MBR305 | Stack+Diffusor+Diverter | 106 | PCE | Germany | [6 empty] | 2323 | S-2323-0025-A-23-3571-00263591-N | 9681 | 8307.11 | 4.34 | 560 | 220 | 210 | 11744-1000-23 | 22729621 | 731822 | N | N
Polo | Braden-Europe B.V. HEERLEN | TPMC | Ductos de pila de piezas de campo y hardware | Stack Ducts field parts and hardware | [ID 1184] - Tornillo hexagonal M16 (incl. 10% extra) | [ID 1184] - Hex-Head Bolt M16 (incl. 10% extra) | 3571 | 23MBR305 | Stack+Diffusor+Diverter | 220 | PCE | Germany | [6 empty] | 2323 | S-2323-0025-A-23-3571-00263591-N | 9681 | 8307.11 | 22.01 | 560 | 220 | 210 | 11744-1000-23 | 22729622 | 731815 | N | N
Polo | Braden-Europe B.V. HEERLEN | TPMC | Ductos de pila de piezas de campo y hardware | Stack Ducts field parts and hardware | [ID 1185] - Tornillo hexagonal M16 (incl. 10% extra) | [ID 1185] - Hex-Head Bolt M16 (incl. 10% extra) | 3571 | 23MBR305 | Stack+Diffusor+Diverter | 53 | PCE | Germany | [6 empty] | 2323 | S-2323-0025-A-23-3571-00263591-N | 9681 | 8307.11 | 6.56 | 560 | 220 | 210 | 11744-1000-23 | 22729623 | 731815 | N | N
Polo | Braden-Europe B.V. HEERLEN | TPMC | Ductos de pila de piezas de campo y hardware | Stack Ducts field parts and hardware | [ID 1186] -Tuerca hexagonal M16 (incl. 10% extra) | [ID 1186] - Hex Nut M16 (incl. 10% extra) | 3571 | 23MBR305 | Stack+Diffusor+Diverter | 273 | PCE | Germany | [6 empty] | 2323 | S-2323-0025-A-23-3571-00263591-N | 9681 | 8307.11 | 9.4 | 560 | 220 | 210 | 11744-1000-23 | 22729624 | 731816 | N | N
Polo | Braden-Europe B.V. HEERLEN | TPMC | Ductos de pila de piezas de campo y hardware | Stack Ducts field parts and hardware | [ID 1354] - Arandela A 17 (incl. 10% extra) | [ID 1354] - Washer A 17 (incl. 10% extra) | 3571 | 23MBR305 | Stack+Diffusor+Diverter | 247 | PCE | Germany | [6 empty] | 2323 | S-2323-0025-A-23-3571-00263591-N | 9681 | 8307.11 | 0.4 | 560 | 220 | 210 | 11744-1000-23 | 22729625 | 731822 | N | N
Polo | Braden-Europe B.V. HEERLEN | TPMC | Ductos de pila de piezas de campo y hardware | Stack Ducts field parts and hardware | [ID 1355] - Arandela cuadrado 17.5 (incl. 10% extra) | [ID 1355] - Square Beveled Washer 17.5 (incl. 10% extra) | 3571 | 23MBR305 | Stack+Diffusor+Diverter | 62 | PCE | Germany | [6 empty] | 2323 | S-2323-0025-A-23-3571-00263591-N | 9681 | 8307.11 | 0.28 | 560 | 220 | 210 | 11744-1000-23 | 22729626 | 731822 | N | N
Polo | Braden-Europe B.V. HEERLEN | TPMC | Ductos de pila de piezas de campo y hardware | Stack Ducts field parts and hardware | [ID 1359] - Tornillo hexagonal M16 (incl. 10% extra) | [ID 1359] - Hex-Head Bolt M16 (incl. 10% extra) | 3571 | 23MBR305 | Stack+Diffusor+Diverter | 16 | PCE | Germany | [6 empty] | 2323 | S-2323-0025-A-23-3571-00263591-N | 9681 | 8307.11 | 0.23 | 560 | 220 | 210 | 11744-1000-23 | 22729627 | 731815 | N | N
Polo | Braden-Europe B.V. HEERLEN | TPMC | Ductos de pila de piezas de campo y hardware | Stack Ducts field parts and hardware | [ID 1360] - Tornillo hexagonal M16 (incl. 10% extra) | [ID 1360] - Hex-Head Bolt M16 (incl. 10% extra) | 3571 | 23MBR305 | Stack+Diffusor+Diverter | 139 | PCE | Germany | [6 empty] | 2323 | S-2323-0025-A-23-3571-00263591-N | 9681 | 8307.11 | 2.29 | 560 | 220 | 210 | 11744-1000-23 | 22729628 | 731815 | N | N
Polo | Braden-Europe B.V. HEERLEN | TPMC | Ductos de pila de piezas de campo y hardware | Stack Ducts field parts and hardware | [ID 1361] - Tuerca hexagonal M16 (incl. 10% extra) | [ID 1361] - Hex Nut M16 (incl. 10% extra) | 3571 | 23MBR305 | Stack+Diffusor+Diverter | 154 | PCE | Germany | [6 empty] | 2323 | S-2323-0025-A-23-3571-00263591-N | 9681 | 8307.11 | 0.76 | 560 | 220 | 210 | 11744-1000-23 | 22729629 | 731816 | N | N
Polo | Braden-Europe B.V. HEERLEN | TPMC | Ductos de pila de piezas de campo y hardware | Stack Ducts field parts and hardware | [ID 1362] - Estándar clip de enrejado de plataforma | [ID 1362] - Grating Clamps | 3571 | 23MBR305 | Stack+Diffusor+Diverter | 56 | PCE | Germany | [6 empty] | 2323 | S-2323-0025-A-23-3571-00263591-N | 9681 | 8307.11 | 0.01 | 560 | 220 | 210 | 11744-1000-23 | 22729630 | 732690 | N | N
Polo | Braden-Europe B.V. HEERLEN | TPMC | Ductos de pila de piezas de campo y hardware | Stack Ducts field parts and hardware | [ID 1364] - Andén plataforma SGEU500GV 500 x 90 | [ID 1364] - Safety GateSGEU500GV 500 x 90 | 3571 | 23MBR305 | Stack+Diffusor+Diverter | 2 | PCE | Germany | [6 empty] | 2323 | S-2323-0025-A-23-3571-00263591-N | 9681 | 8307.11 | 13.91 | 560 | 220 | 210 | 11744-1000-23 | 22729631 | 730830 | N | N
Polo | Braden-Europe B.V. HEERLEN | TPMC | Ductos de pila de piezas de campo y hardware | Stack Ducts field parts and hardware | [ID 1371] - Arandela A 17 (incl. 10% extra) | [ID 1371] - Washer A 17 (incl. 10% extra) | 3571 | 23MBR305 | Stack+Diffusor+Diverter | 44 | PCE | Germany | [6 empty] | 2323 | S-2323-0025-A-23-3571-00263591-N | 9681 | 8307.11 | 0.5 | 560 | 220 | 210 | 11744-1000-23 | 22729632 | 731822 | N | N
Polo | Braden-Europe B.V. HEERLEN | TPMC | Ductos de pila de piezas de campo y hardware | Stack Ducts field parts and hardware | [ID 1372] - Arandela A 8.4 (incl. 10% extra) | [ID 1372] - Washer A 8.4 (incl. 10% extra) | 3571 | 23MBR305 | Stack+Diffusor+Diverter | 18 | PCE | Germany | [6 empty] | 2323 | S-2323-0025-A-23-3571-00263591-N | 9681 | 8307.11 | 0.03 | 560 | 220 | 210 | 11744-1000-23 | 22729633 | 731822 | N | N
Polo | Braden-Europe B.V. HEERLEN | TPMC | Ductos de pila de piezas de campo y hardware | Stack Ducts field parts and hardware | [ID 1373] - Arandela cuadrado 17.5 (incl. 10% extra) | [ID 1373] - Square Beveled Washer 17.5 (incl. 10% extra) | 3571 | 23MBR305 | Stack+Diffusor+Diverter | 9 | PCE | Germany | [6 empty] | 2323 | S-2323-0025-A-23-3571-00263591-N | 9681 | 8307.11 | 0.28 | 560 | 220 | 210 | 11744-1000-23 | 22729634 | 731822 | N | N
Polo | Braden-Europe B.V. HEERLEN | TPMC | Ductos de pila de piezas de campo y hardware | Stack Ducts field parts and hardware | [ID 1377] - Tornillo hexagonal M16 (incl. 10% extra) | [ID 1377] - Hex-Head Bolt M16 (incl. 10% extra) | 3571 | 23MBR305 | Stack+Diffusor+Diverter | 3 | PCE | Germany | [6 empty] | 2323 | S-2323-0025-A-23-3571-00263591-N | 9681 | 8307.11 | 0.3 | 560 | 220 | 210 | 11744-1000-23 | 22729635 | 731815 | N | N
Polo | Braden-Europe B.V. HEERLEN | TPMC | Ductos de pila de piezas de campo y hardware | Stack Ducts field parts and hardware | [ID 1378] - Tornillo hexagonal M16 (incl. 10% extra) | [ID 1378] - Hex-Head Bolt M16 (incl. 10% extra) | 3571 | 23MBR305 | Stack+Diffusor+Diverter | 25 | PCE | Germany | [6 empty] | 2323 | S-2323-0025-A-23-3571-00263591-N | 9681 | 8307.11 | 2.9 | 560 | 220 | 210 | 11744-1000-23 | 22729636 | 731815 | N | N
Polo | Braden-Europe B.V. HEERLEN | TPMC | Ductos de pila de piezas de campo y hardware | Stack Ducts field parts and hardware | [ID 1379] - Tornillo hexagonal M8 (incl. 10% extra) | [ID 1379] - Hex-Head Bolt M8 (incl. 10% extra) | 3571 | 23MBR305 | Stack+Diffusor+Diverter | 9 | PCE | Germany | [6 empty] | 2323 | S-2323-0025-A-23-3571-00263591-N | 9681 | 8307.11 | 0.14 | 560 | 220 | 210 | 11744-1000-23 | 22729637 | 731815 | N | N
Polo | Braden-Europe B.V. HEERLEN | TPMC | Ductos de pila de piezas de campo y hardware | Stack Ducts field parts and hardware | [ID 1380] -Tuerca hexagonal M16 (incl. 10% extra) | [ID 1380] - Hex Nut M16 (incl. 10% extra) | 3571 | 23MBR305 | Stack+Diffusor+Diverter | 27 | PCE | Germany | [6 empty] | 2323 | S-2323-0025-A-23-3571-00263591-N | 9681 | 8307.11 | 0.93 | 560 | 220 | 210 | 11744-1000-23 | 22729638 | 731816 | N | N
Polo | Braden-Europe B.V. HEERLEN | TPMC | Ductos de pila de piezas de campo y hardware | Stack Ducts field parts and hardware | [ID 1381] -Tuerca hexagonal M8 (incl. 10% extra) | [ID 1381] - Hex Nut M8 (incl. 10% extra) | 3571 | 23MBR305 | Stack+Diffusor+Diverter | 9 | PCE | Germany | [6 empty] | 2323 | S-2323-0025-A-23-3571-00263591-N | 9681 | 8307.11 | 0.05 | 560 | 220 | 210 | 11744-1000-23 | 22729639 | 731816 | N | N
Polo | Braden-Europe B.V. HEERLEN | TPMC | Ductos de pila de piezas de campo y hardware | Stack Ducts field parts and hardware | [ID 1382] - Estándar clip de enrejado de plataforma | [ID 1382] - Grating Clamps | 3571 | 23MBR305 | Stack+Diffusor+Diverter | 8 | PCE | Germany | [6 empty] | 2323 | S-2323-0025-A-23-3571-00263591-N | 9681 | 8307.11 | 0.1 | 560 | 220 | 210 | 11744-1000-23 | 22729640 | 732690 | N | N
Polo | Braden-Europe B.V. HEERLEN | TPMC | Ductos de pila de piezas de campo y hardware | Stack Ducts field parts and hardware | [ID 1384] - Andén plataforma SGEU500GV 500 x 90 | [ID 1384] - Safety GateSGEU500GV 500 x 90 | 3571 | 23MBR305 | Stack+Diffusor+Diverter | 1 | PCE | Germany | [6 empty] | 2323 | S-2323-0025-A-23-3571-00263591-N | 9681 | 8307.11 | 6.95 | 560 | 220 | 210 | 11744-1000-23 | 22729662 | 730830 | N | N
Polo | Braden-Europe B.V. HEERLEN | TPMC | Ductos de pila de piezas de campo y hardware | Stack Ducts field parts and hardware | [ID 1390] - Arandela A 17 (incl. 10% extra) | [ID 1390] - Washer A 17 (incl. 10% extra) | 3571 | 23MBR305 | Stack+Diffusor+Diverter | 31 | PCE | Germany | [6 empty] | 2323 | S-2323-0025-A-23-3571-00263591-N | 9681 | 8307.11 | 0.35 | 560 | 220 | 210 | 11744-1000-23 | 22729663 | 731822 | N | N
Polo | Braden-Europe B.V. HEERLEN | TPMC | Ductos de pila de piezas de campo y hardware | Stack Ducts field parts and hardware | [ID 1391] - Arandela A 8.4 (incl. 10% extra) | [ID 1391] - Washer A 8.4 (incl. 10% extra) | 3571 | 23MBR305 | Stack+Diffusor+Diverter | 9 | PCE | Germany | [6 empty] | 2323 | S-2323-0025-A-23-3571-00263591-N | 9681 | 8307.11 | 0.01 | 560 | 220 | 210 | 11744-1000-23 | 22729664 | 731822 | N | N
Polo | Braden-Europe B.V. HEERLEN | TPMC | Ductos de pila de piezas de campo y hardware | Stack Ducts field parts and hardware | [ID 1392] - Arandela cuadrado 17.5 (incl. 10% extra) | [ID 1392] - Square Beveled Washer 17.5 (incl. 10% extra) | 3571 | 23MBR305 | Stack+Diffusor+Diverter | 9 | PCE | Germany | [6 empty] | 2323 | S-2323-0025-A-23-3571-00263591-N | 9681 | 8307.11 | 0.28 | 560 | 220 | 210 | 11744-1000-23 | 22729665 | 731822 | N | N
Polo | Braden-Europe B.V. HEERLEN | TPMC | Ductos de pila de piezas de campo y hardware | Stack Ducts field parts and hardware | [ID 1396] - Tornillo hexagonal M16 (incl. 10% extra) | [ID 1396] - Hex-Head Bolt M16 (incl. 10% extra) | 3571 | 23MBR305 | Stack+Diffusor+Diverter | 20 | PCE | Germany | [6 empty] | 2323 | S-2323-0025-A-23-3571-00263591-N | 9681 | 8307.11 | 2.31 | 560 | 220 | 210 | 11744-1000-23 | 22729666 | 731815 | N | N
Polo | Braden-Europe B.V. HEERLEN | TPMC | Ductos de pila de piezas de campo y hardware | Stack Ducts field parts and hardware | [ID 1397] - Tornillo hexagonal DIN 933 - M8 x 30 - 8.8 Galv. (incl. 10% extra) | [ID 1397] - Hex-Head Bolt DIN 933 - M8 x 30 - 8.8 Galv. (incl. 10% extra) | 3571 | 23MBR305 | Stack+Diffusor+Diverter | 5 | PCE | Germany | [6 empty] | 2323 | S-2323-0025-A-23-3571-00263591-N | 9681 | 8307.11 | 0.09 | 560 | 220 | 210 | 11744-1000-23 | 22729667 | 731815 | N | N
Polo | Braden-Europe B.V. HEERLEN | TPMC | Ductos de pila de piezas de campo y hardware | Stack Ducts field parts and hardware | [ID 1398] -Tuerca hexagonal M16 (incl. 10% extra) | [ID 1398] - Hex Nut M16 (incl. 10% extra) | 3571 | 23MBR305 | Stack+Diffusor+Diverter | 20 | PCE | Germany | [6 empty] | 2323 | S-2323-0025-A-23-3571-00263591-N | 9681 | 8307.11 | 0.69 | 560 | 220 | 210 | 11744-1000-23 | 22729668 | 731816 | N | N
Polo | Braden-Europe B.V. HEERLEN | TPMC | Ductos de pila de piezas de campo y hardware | Stack Ducts field parts and hardware | [ID 1399] -Tuerca hexagonal M8 (incl. 10% extra) | [ID 1399] - Hex Nut M8 (incl. 10% extra) | 3571 | 23MBR305 | Stack+Diffusor+Diverter | 5 | PCE | Germany | [6 empty] | 2323 | S-2323-0025-A-23-3571-00263591-N | 9681 | 8307.11 | 0.03 | 560 | 220 | 210 | 11744-1000-23 | 22729669 | 731816 | N | N
Polo | Braden-Europe B.V. HEERLEN | TPMC | Ductos de pila de piezas de campo y hardware | Stack Ducts field parts and hardware | [ID 1400] - Estándar clip de enrejado de plataforma | [ID 1400] - Grating Clamps | 3571 | 23MBR305 | Stack+Diffusor+Diverter | 8 | PCE | Germany | [6 empty] | 2323 | S-2323-0025-A-23-3571-00263591-N | 9681 | 8307.11 | 0.01 | 560 | 220 | 210 | 11744-1000-23 | 22729670 | 732690 | N | N
Polo | Braden-Europe B.V. HEERLEN | TPMC | Ductos de pila de piezas de campo y hardware | Stack Ducts field parts and hardware | [ID 1402] - Andén plataforma SGEU500GV 500 x 90 | [ID 1402] - Safety GateSGEU500GV 500 x 90 | 3571 | 23MBR305 | Stack+Diffusor+Diverter | 1 | PCE | Germany | [6 empty] | 2323 | S-2323-0025-A-23-3571-00263591-N | 9681 | 8307.11 | 6.95 | 560 | 220 | 210 | 11744-1000-23 | 22729671 | 730830 | N | N
Polo | Braden-Europe B.V. HEERLEN | TPMC | Ductos de pila de piezas de campo y hardware | Stack Ducts field parts and hardware | [ID 1410] - Arandela A 17 (incl. 10% extra) | [ID 1410] - Washer A 17 (incl. 10% extra) | 3571 | 23MBR305 | Stack+Diffusor+Diverter | 62 | PCE | Germany | [6 empty] | 2323 | S-2323-0025-A-23-3571-00263591-N | 9681 | 8307.11 | 0.7 | 560 | 220 | 210 | 11744-1000-23 | 22729672 | 731822 | N | N
Polo | Braden-Europe B.V. HEERLEN | TPMC | Ductos de pila de piezas de campo y hardware | Stack Ducts field parts and hardware | [ID 1411] - Arandela A 8.4 (incl. 10% extra) | [ID 1411] - Washer A 8.4 (incl. 10% extra) | 3571 | 23MBR305 | Stack+Diffusor+Diverter | 9 | PCE | Germany | [6 empty] | 2323 | S-2323-0025-A-23-3571-00263591-N | 9681 | 8307.11 | 0.01 | 560 | 220 | 210 | 11744-1000-23 | 22729673 | 731822 | N | N
Polo | Braden-Europe B.V. HEERLEN | TPMC | Ductos de pila de piezas de campo y hardware | Stack Ducts field parts and hardware | [ID 1412] - Arandela cuadrado 17.5 (incl. 10% extra) | [ID 1412] - Square Beveled Washer 17.5 (incl. 10% extra) | 3571 | 23MBR305 | Stack+Diffusor+Diverter | 14 | PCE | Germany | [6 empty] | 2323 | S-2323-0025-A-23-3571-00263591-N | 9681 | 8307.11 | 0.43 | 560 | 220 | 210 | 11744-1000-23 | 22729674 | 731822 | N | N
Polo | Braden-Europe B.V. HEERLEN | TPMC | Ductos de pila de piezas de campo y hardware | Stack Ducts field parts and hardware | [ID 1416] - Tornillo hexagonal M16 (incl. 10% extra) | [ID 1416] - Hex-Head Bolt M16 (incl. 10% extra) | 3571 | 23MBR305 | Stack+Diffusor+Diverter | 38 | PCE | Germany | [6 empty] | 2323 | S-2323-0025-A-23-3571-00263591-N | 9681 | 8307.11 | 4.4 | 560 | 220 | 210 | 11744-1000-23 | 22729675 | 731815 | N | N
Polo | Braden-Europe B.V. HEERLEN | TPMC | Ductos de pila de piezas de campo y hardware | Stack Ducts field parts and hardware | [ID 1417] - Tornillo hexagonal DIN 933 - M8 x 30 - 8.8 Galv. (incl. 10% extra) | [ID 1417] - Hex-Head Bolt DIN 933 - M8 x 30 - 8.8 Galv. (incl. 10% extra) | 3571 | 23MBR305 | Stack+Diffusor+Diverter | 5 | PCE | Germany | [6 empty] | 2323 | S-2323-0025-A-23-3571-00263591-N | 9681 | 8307.11 | 0.09 | 560 | 220 | 210 | 11744-1000-23 | 22729676 | 731815 | N | N
Polo | Braden-Europe B.V. HEERLEN | TPMC | Ductos de pila de piezas de campo y hardware | Stack Ducts field parts and hardware | [ID 1418] -Tuerca hexagonal M16 (incl. 10% extra) | [ID 1418] - Hex Nut M16 (incl. 10% extra) | 3571 | 23MBR305 | Stack+Diffusor+Diverter | 38 | PCE | Germany | [6 empty] | 2323 | S-2323-0025-A-23-3571-00263591-N | 9681 | 8307.11 | 1.31 | 560 | 220 | 210 | 11744-1000-23 | 22729677 | 731816 | N | N
Polo | Braden-Europe B.V. HEERLEN | TPMC | Ductos de pila de piezas de campo y hardware | Stack Ducts field parts and hardware | [ID 1419] -Tuerca hexagonal M8 (incl. 10% extra) | [ID 1419] - Hex Nut M8 (incl. 10% extra) | 3571 | 23MBR305 | Stack+Diffusor+Diverter | 5 | PCE | Germany | [6 empty] | 2323 | S-2323-0025-A-23-3571-00263591-N | 9681 | 8307.11 | 0.03 | 560 | 220 | 210 | 11744-1000-23 | 22729678 | 731816 | N | N
Polo | Braden-Europe B.V. HEERLEN | TPMC | Ductos de pila de piezas de campo y hardware | Stack Ducts field parts and hardware | [ID 1420] - Estándar clip de enrejado de plataforma | [ID 1420] - Grating Clamps | 3571 | 23MBR305 | Stack+Diffusor+Diverter | 8 | PCE | Germany | [6 empty] | 2323 | S-2323-0025-A-23-3571-00263591-N | 9681 | 8307.11 | 0.01 | 560 | 220 | 210 | 11744-1000-23 | 22729679 | 732690 | N | N
Polo | Braden-Europe B.V. HEERLEN | TPMC | Ductos de pila de piezas de campo y hardware | Stack Ducts field parts and hardware | [ID 1422] - Andén plataforma SGEU500GV 500 x 90 | [ID 1422] - Safety GateSGEU500GV 500 x 90 | 3571 | 23MBR305 | Stack+Diffusor+Diverter | 1 | PCE | Germany | [6 empty] | 2323 | S-2323-0025-A-23-3571-00263591-N | 9681 | 8307.11 | 6.95 | 560 | 220 | 210 | 11744-1000-23 | 22729680 | 731822 | N | N
Polo | Braden-Europe B.V. HEERLEN | TPMC | Ductos de pila de piezas de campo y hardware | Stack Ducts field parts and hardware | [ID 1430] - Arandela A 17 (incl. 10% extra) | [ID 1430] - Washer A 17 (incl. 10% extra) | 3571 | 23MBR305 | Stack+Diffusor+Diverter | 62 | PCE | Germany | [6 empty] | 2323 | S-2323-0025-A-23-3571-00263591-N | 9681 | 8307.11 | 0.7 | 560 | 220 | 210 | 11744-1000-23 | 22729681 | 731822 | N | N
Polo | Braden-Europe B.V. HEERLEN | TPMC | Ductos de pila de piezas de campo y hardware | Stack Ducts field parts and hardware | [ID 1431] - Arandela A 8.4 (incl. 10% extra) | [ID 1431] - Washer A 8.4 (incl. 10% extra) | 3571 | 23MBR305 | Stack+Diffusor+Diverter | 9 | PCE | Germany | [6 empty] | 2323 | S-2323-0025-A-23-3571-00263591-N | 9681 | 8307.11 | 0.01 | 560 | 220 | 210 | 11744-1000-23 | 22729646 | 731822 | N | N
Polo | Braden-Europe B.V. HEERLEN | TPMC | Ductos de pila de piezas de campo y hardware | Stack Ducts field parts and hardware | [ID 1432] - Arandela cuadrado 17.5 (incl. 10% extra) | [ID 1432] - Square Beveled Washer 17.5 (incl. 10% extra) | 3571 | 23MBR305 | Stack+Diffusor+Diverter | 18 | PCE | Germany | [6 empty] | 2323 | S-2323-0025-A-23-3571-00263591-N | 9681 | 8307.11 | 0.55 | 560 | 220 | 210 | 11744-1000-23 | 22729647 | 731822 | N | N
Polo | Braden-Europe B.V. HEERLEN | TPMC | Ductos de pila de piezas de campo y hardware | Stack Ducts field parts and hardware | [ID 1437] - Tornillo hexagonal M16 (incl. 10% extra) | [ID 1437] - Hex-Head Bolt M16 (incl. 10% extra) | 3571 | 23MBR305 | Stack+Diffusor+Diverter | 40 | PCE | Germany | [6 empty] | 2323 | S-2323-0025-A-23-3571-00263591-N | 9681 | 8307.11 | 4.63 | 560 | 220 | 210 | 11744-1000-23 | 22729648 | 731815 | N | N
Polo | Braden-Europe B.V. HEERLEN | TPMC | Ductos de pila de piezas de campo y hardware | Stack Ducts field parts and hardware | [ID 1438] - Tornillo hexagonal DIN 933 - M8 x 30 - 8.8 Galv. (incl. 10% extra) | [ID 1438] - Hex-Head Bolt DIN 933 - M8 x 30 - 8.8 Galv. (incl. 10% extra) | 3571 | 23MBR305 | Stack+Diffusor+Diverter | 5 | PCE | Germany | [6 empty] | 2323 | S-2323-0025-A-23-3571-00263591-N | 9681 | 8307.11 | 0.09 | 560 | 220 | 210 | 11744-1000-23 | 22729649 | 731815 | N | N
Polo | Braden-Europe B.V. HEERLEN | TPMC | Ductos de pila de piezas de campo y hardware | Stack Ducts field parts and hardware | [ID 1439] -Tuerca hexagonal M16 (incl. 10% extra) | [ID 1439] - Hex Nut M16 (incl. 10% extra) | 3571 | 23MBR305 | Stack+Diffusor+Diverter | 40 | PCE | Germany | [6 empty] | 2323 | S-2323-0025-A-23-3571-00263591-N | 9681 | 8307.11 | 1.38 | 560 | 220 | 210 | 11744-1000-23 | 22729650 | 731816 | N | N
Polo | Braden-Europe B.V. HEERLEN | TPMC | Ductos de pila de piezas de campo y hardware | Stack Ducts field parts and hardware | [ID 1440] -Tuerca hexagonal M8 (incl. 10% extra) | [ID 1440] - Hex Nut M8 (incl. 10% extra) | 3571 | 23MBR305 | Stack+Diffusor+Diverter | 5 | PCE | Germany | [6 empty] | 2323 | S-2323-0025-A-23-3571-00263591-N | 9681 | 8307.11 | 0.03 | 560 | 220 | 210 | 11744-1000-23 | 22729651 | 731816 | N | N
Polo | Braden-Europe B.V. HEERLEN | TPMC | Ductos de pila de piezas de campo y hardware | Stack Ducts field parts and hardware | [ID 1441] - Estándar clip de enrejado de plataforma | [ID 1441] - Grating Clamps | 3571 | 23MBR305 | Stack+Diffusor+Diverter | 8 | PCE | Germany | [6 empty] | 2323 | S-2323-0025-A-23-3571-00263591-N | 9681 | 8307.11 | 0.01 | 560 | 220 | 210 | 11744-1000-23 | 22729652 | 732690 | N | N
Polo | Braden-Europe B.V. HEERLEN | TPMC | Ductos de pila de piezas de campo y hardware | Stack Ducts field parts and hardware | [ID 1472] - Arandela A 17 (incl. 10% extra) | [ID 1472] - Washer A 17 (incl. 10% extra) | 3571 | 23MBR305 | Stack+Diffusor+Diverter | 370 | PCE | Germany | [6 empty] | 2323 | S-2323-0025-A-23-3571-00263591-N | 9681 | 8307.11 | 4.18 | 560 | 220 | 210 | 11744-1000-23 | 22729653 | 731822 | N | N
Polo | Braden-Europe B.V. HEERLEN | TPMC | Ductos de pila de piezas de campo y hardware | Stack Ducts field parts and hardware | [ID 1473] - Arandela A 8.4 (incl. 10% extra) | [ID 1473] - Washer A 8.4 (incl. 10% extra) | 3571 | 23MBR305 | Stack+Diffusor+Diverter | 18 | PCE | Germany | [6 empty] | 2323 | S-2323-0025-A-23-3571-00263591-N | 9681 | 8307.11 | 0.03 | 560 | 220 | 210 | 11744-1000-23 | 22729654 | 731822 | N | N
Polo | Braden-Europe B.V. HEERLEN | TPMC | Ductos de pila de piezas de campo y hardware | Stack Ducts field parts and hardware | [ID 1474] - Tornillo hexagonal M16 (incl. 10% extra) | [ID 1474] - Hex-Head Bolt M16 (incl. 10% extra) | 3571 | 23MBR305 | Stack+Diffusor+Diverter | 185 | PCE | Germany | [6 empty] | 2323 | S-2323-0025-A-23-3571-00263591-N | 9681 | 8307.11 | 21.43 | 560 | 220 | 210 | 11744-1000-23 | 22729655 | 731815 | N | N
Polo | Braden-Europe B.V. HEERLEN | TPMC | Ductos de pila de piezas de campo y hardware | Stack Ducts field parts and hardware | [ID 1475] - Tornillo hexagonal DIN 933 - M8 x 30 - 8.8 Galv. (incl. 10% extra) | [ID 1475] - Hex-Head Bolt DIN 933 - M8 x 30 - 8.8 Galv. (incl. 10% extra) | 3571 | 23MBR305 | Stack+Diffusor+Diverter | 9 | PCE | Germany | [6 empty] | 2323 | S-2323-0025-A-23-3571-00263591-N | 9681 | 8307.11 | 0.16 | 560 | 220 | 210 | 11744-1000-23 | 22729656 | 731815 | N | N
Polo | Braden-Europe B.V. HEERLEN | TPMC | Ductos de pila de piezas de campo y hardware | Stack Ducts field parts and hardware | [ID 1476] -Tuerca hexagonal M16 (incl. 10% extra) | [ID 1476] - Hex Nut M16 (incl. 10% extra) | 3571 | 23MBR305 | Stack+Diffusor+Diverter | 185 | PCE | Germany | [6 empty] | 2323 | S-2323-0025-A-23-3571-00263591-N | 9681 | 8307.11 | 6.38 | 560 | 220 | 210 | 11744-1000-23 | 22729657 | 731816 | N | N
Polo | Braden-Europe B.V. HEERLEN | TPMC | Ductos de pila de piezas de campo y hardware | Stack Ducts field parts and hardware | [ID 1477] -Tuerca hexagonal M8 (incl. 10% extra) | [ID 1477] - Hex Nut M8 (incl. 10% extra) | 3571 | 23MBR305 | Stack+Diffusor+Diverter | 9 | PCE | Germany | [6 empty] | 2323 | S-2323-0025-A-23-3571-00263591-N | 9681 | 8307.11 | 0.05 | 560 | 220 | 210 | 11744-1000-23 | 22729658 | 731816 | N | N
Polo | Braden-Europe B.V. HEERLEN | TPMC | Ductos de pila de piezas de campo y hardware | Stack Ducts field parts and hardware | [ID 1478] - Estándar clip de enrejado de plataforma | [ID 1478] - Grating Clamps | 3571 | 23MBR305 | Stack+Diffusor+Diverter | 52 | PCE | Germany | [6 empty] | 2323 | S-2323-0025-A-23-3571-00263591-N | 9681 | 8307.11 | 0.01 | 560 | 220 | 210 | 11744-1000-23 | 22729659 | 732690 | N | N
Polo | Braden-Europe B.V. HEERLEN | TPMC | Ductos de pila de piezas de campo y hardware | Stack Ducts field parts and hardware | [ID 1479] - Andén plataforma SGEU500GV 500 x 90 | [ID 1479] - Safety GateSGEU500GV 500 x 90 | 3571 | 23MBR305 | Stack+Diffusor+Diverter | 2 | PCE | Germany | [6 empty] | 2323 | S-2323-0025-A-23-3571-00263591-N | 9681 | 8307.11 | 13.91 | 560 | 220 | 210 | 11744-1000-23 | 22729660 | 730830 | N | N
Polo | Braden-Europe B.V. HEERLEN | TPMC | Ductos de pila de piezas de campo y hardware | Stack Ducts field parts and hardware | [ID 1493] - Arandela A 17 (incl. 10% extra) | [ID 1493] - Washer A 17 (incl. 10% extra) | 3571 | 23MBR305 | Stack+Diffusor+Diverter | 119 | PCE | Germany | [6 empty] | 2323 | S-2323-0025-A-23-3571-00263591-N | 9681 | 8307.11 | 1.34 | 560 | 220 | 210 | 11744-1000-23 | 22729661 | 731822 | N | N
Polo | Braden-Europe B.V. HEERLEN | TPMC | Ductos de pila de piezas de campo y hardware | Stack Ducts field parts and hardware | [ID 1497] - Tornillo hexagonal M16 (incl. 10% extra) | [ID 1497] - Hex-Head Bolt M16 (incl. 10% extra) | 3571 | 23MBR305 | Stack+Diffusor+Diverter | 60 | PCE | Germany | [6 empty] | 2323 | S-2323-0025-A-23-3571-00263591-N | 9681 | 8307.11 | 6.94 | 560 | 220 | 210 | 11744-1000-23 | 22729682 | 731815 | N | N
Polo | Braden-Europe B.V. HEERLEN | TPMC | Ductos de pila de piezas de campo y hardware | Stack Ducts field parts and hardware | [ID 1498] -Tuerca hexagonal M16 (incl. 10% extra) | [ID 1498] - Hex Nut M16 (incl. 10% extra) | 3571 | 23MBR305 | Stack+Diffusor+Diverter | 60 | PCE | Germany | [6 empty] | 2323 | S-2323-0025-A-23-3571-00263591-N | 9681 | 8307.11 | 2.07 | 560 | 220 | 210 | 11744-1000-23 | 22729683 | 731816 | N | N
Polo | Braden-Europe B.V. HEERLEN | TPMC | Ductos de pila de piezas de campo y hardware | Stack Ducts field parts and hardware | [ID 1499] - Estándar clip de enrejado de plataforma | [ID 1499] - Grating Clamps | 3571 | 23MBR305 | Stack+Diffusor+Diverter | 12 | PCE | Germany | [6 empty] | 2323 | S-2323-0025-A-23-3571-00263591-N | 9681 | 8307.11 | 0.01 | 560 | 220 | 210 | 11744-1000-23 | 22729684 | 732690 | N | N
Polo | Braden-Europe B.V. HEERLEN | TPMC | Ductos de pila de piezas de campo y hardware | Stack Ducts field parts and hardware | [ID 1547] - Arandela A 17 (incl. 10% extra) | [ID 1547] - Washer A 17 (incl. 10% extra) | 3571 | 23MBR305 | Stack+Diffusor+Diverter | 405 | PCE | Germany | [6 empty] | 2323 | S-2323-0025-A-23-3571-00263591-N | 9681 | 8307.11 | 4.58 | 560 | 220 | 210 | 11744-1000-23 | 22729685 | 731822 | N | N
Polo | Braden-Europe B.V. HEERLEN | TPMC | Ductos de pila de piezas de campo y hardware | Stack Ducts field parts and hardware | [ID 1548] - Arandela A 8.4 (incl. 10% extra) | [ID 1548] - Washer A 8.4 (incl. 10% extra) | 3571 | 23MBR305 | Stack+Diffusor+Diverter | 5 | PCE | Germany | [6 empty] | 2323 | S-2323-0025-A-23-3571-00263591-N | 9681 | 8307.11 | 0.01 | 560 | 220 | 210 | 11744-1000-23 | 22729686 | 731822 | N | N
Polo | Braden-Europe B.V. HEERLEN | TPMC | Ductos de pila de piezas de campo y hardware | Stack Ducts field parts and hardware | [ID 1549] - Arandela cuadrado 17.5 (incl. 10% extra) | [ID 1549] - Square Beveled Washer 17.5 (incl. 10% extra) | 3571 | 23MBR305 | Stack+Diffusor+Diverter | 3 | PCE | Germany | [6 empty] | 2323 | S-2323-0025-A-23-3571-00263591-N | 9681 | 8307.11 | 0.09 | 560 | 220 | 210 | 11744-1000-23 | 22729687 | 731822 | N | N
Polo | Braden-Europe B.V. HEERLEN | TPMC | Ductos de pila de piezas de campo y hardware | Stack Ducts field parts and hardware | [ID 1553] - Tornillo hexagonal M16 (incl. 10% extra) | [ID 1553] - Hex-Head Bolt M16 (incl. 10% extra) | 3571 | 23MBR305 | Stack+Diffusor+Diverter | 14 | PCE | Germany | [6 empty] | 2323 | S-2323-0025-A-23-3571-00263591-N | 9681 | 8307.11 | 1.4 | 560 | 220 | 210 | 11744-1000-23 | 22729688 | 731815 | N | N
Polo | Braden-Europe B.V. HEERLEN | TPMC | Ductos de pila de piezas de campo y hardware | Stack Ducts field parts and hardware | [ID 1554] - Tornillo hexagonal M16 (incl. 10% extra) | [ID 1554] - Hex-Head Bolt M16 (incl. 10% extra) | 3571 | 23MBR305 | Stack+Diffusor+Diverter | 14 | PCE | Germany | [6 empty] | 2323 | S-2323-0025-A-23-3571-00263591-N | 9681 | 8307.11 | 1.52 | 560 | 220 | 210 | 11744-1000-23 | 22729689 | 731815 | N | N
Polo | Braden-Europe B.V. HEERLEN | TPMC | Ductos de pila de piezas de campo y hardware | Stack Ducts field parts and hardware | [ID 1555] - Tornillo hexagonal M16 (incl. 10% extra) | [ID 1555] - Hex-Head Bolt M16 (incl. 10% extra) | 3571 | 23MBR305 | Stack+Diffusor+Diverter | 150 | PCE | Germany | [6 empty] | 2323 | S-2323-0025-A-23-3571-00263591-N | 9681 | 8307.11 | 17.37 | 560 | 220 | 210 | 11744-1000-23 | 22729690 | 731815 | N | N
Polo | Braden-Europe B.V. HEERLEN | TPMC | Ductos de pila de piezas de campo y hardware | Stack Ducts field parts and hardware | [ID 1556] - Tornillo hexagonal DIN 933 - M16 x 30 - 8.8 Galv. (incl. 10% extra) | [ID 1556] - Hex-Head Bolt DIN 933 - M16 x 30 - 8.8 Galv. (incl. 10% extra) | 3571 | 23MBR305 | Stack+Diffusor+Diverter | 3 | PCE | Germany | [6 empty] | 2323 | S-2323-0025-A-23-3571-00263591-N | 9681 | 8307.11 | 0.26 | 560 | 220 | 210 | 11744-1000-23 | 22729691 | 731815 | N | N
Polo | Braden-Europe B.V. HEERLEN | TPMC | Ductos de pila de piezas de campo y hardware | Stack Ducts field parts and hardware | [ID 1557] - Tornillo hexagonal M16 (incl. 10% extra) | [ID 1557] - Hex-Head Bolt M16 (incl. 10% extra) | 3571 | 23MBR305 | Stack+Diffusor+Diverter | 27 | PCE | Germany | [6 empty] | 2323 | S-2323-0025-A-23-3571-00263591-N | 9681 | 8307.11 | 3.56 | 560 | 220 | 210 | 11744-1000-23 | 22729692 | 731815 | N | N
Polo | Braden-Europe B.V. HEERLEN | TPMC | Ductos de pila de piezas de campo y hardware | Stack Ducts field parts and hardware | [ID 1558] - Tornillo hexagonal DIN 933 - M8 x 16 - 8.8 Galv. (incl. 10% extra) | [ID 1558] - Hex-Head Bolt DIN 933 - M8 x 16 - 8.8 Galv. (incl. 10% extra) | 3571 | 23MBR305 | Stack+Diffusor+Diverter | 5 | PCE | Germany | [6 empty] | 2323 | S-2323-0025-A-23-3571-00263591-N | 9681 | 8307.11 | 0.06 | 560 | 220 | 210 | 11744-1000-23 | 22729693 | 731815 | N | N
Polo | Braden-Europe B.V. HEERLEN | TPMC | Ductos de pila de piezas de campo y hardware | Stack Ducts field parts and hardware | [ID 1559] -Tuerca hexagonal M16 (incl. 10% extra) | [ID 1559] - Hex Nut M16 (incl. 10% extra) | 3571 | 23MBR305 | Stack+Diffusor+Diverter | 203 | PCE | Germany | [6 empty] | 2323 | S-2323-0025-A-23-3571-00263591-N | 9681 | 8307.11 | 6.99 | 560 | 220 | 210 | 11744-1000-23 | 22729694 | 731816 | N | N
Polo | Braden-Europe B.V. HEERLEN | TPMC | Ductos de pila de piezas de campo y hardware | Stack Ducts field parts and hardware | [ID 1560] - Estándar clip de enrejado de plataforma | [ID 1560] - Grating Clamps | 3571 | 23MBR305 | Stack+Diffusor+Diverter | 132 | PCE | Germany | [6 empty] | 2323 | S-2323-0025-A-23-3571-00263591-N | 9681 | 8307.11 | 0.01 | 560 | 220 | 210 | 11744-1000-23 | 22729695 | 732690 | N | N
Polo | Braden-Europe B.V. HEERLEN | TPMC | Ductos de pila de piezas de campo y hardware | Stack Ducts field parts and hardware | [ID 1561] - Andén plataforma SGEU500GV 500 x 90 | [ID 1561] - Safety GateSGEU500GV 500 x 90 | 3571 | 23MBR305 | Stack+Diffusor+Diverter | 1 | PCE | Germany | [6 empty] | 2323 | S-2323-0025-A-23-3571-00263591-N | 9681 | 8307.11 | 6.95 | 560 | 220 | 210 | 11744-1000-23 | 22729696 | 730830 | N | N
Polo | Braden-Europe B.V. HEERLEN | TPMC | Ductos de pila de piezas de campo y hardware | Stack Ducts field parts and hardware | [ID 1582] - Arandela A 13 (incl. 10% extra) | [ID 1582] - Washer A 13 (incl. 10% extra) | 3571 | 23MBR305 | Stack+Diffusor+Diverter | 97 | PCE | Germany | [6 empty] | 2323 | S-2323-0025-A-23-3571-00263591-N | 9681 | 8307.11 | 0.61 | 560 | 220 | 210 | 11744-1000-23 | 22729697 | 731822 | N | N
Polo | Braden-Europe B.V. HEERLEN | TPMC | Ductos de pila de piezas de campo y hardware | Stack Ducts field parts and hardware | [ID 1583] - Arandela A 17 (incl. 10% extra) | [ID 1583] - Washer A 17 (incl. 10% extra) | 3571 | 23MBR305 | Stack+Diffusor+Diverter | 11 | PCE | Germany | [6 empty] | 2323 | S-2323-0025-A-23-3571-00263591-N | 9681 | 8307.11 | 0.12 | 560 | 220 | 210 | 11744-1000-23 | 22729698 | 731822 | N | N
Polo | Braden-Europe B.V. HEERLEN | TPMC | Ductos de pila de piezas de campo y hardware | Stack Ducts field parts and hardware | [ID 1584] - Arandela A 13 (incl. 10% extra) | [ID 1584] - Washer 13 (incl. 10% extra) | 3571 | 23MBR305 | Stack+Diffusor+Diverter | 41 | PCE | Germany | [6 empty] | 2323 | S-2323-0025-A-23-3571-00263591-N | 9681 | 8307.11 | 0.91 | 560 | 220 | 210 | 11744-1000-23 | 22729699 | 731822 | N | N
Polo | Braden-Europe B.V. HEERLEN | TPMC | Ductos de pila de piezas de campo y hardware | Stack Ducts field parts and hardware | [ID 1585] - Arandela A 17 (incl. 10% extra) | [ID 1585] - Washer 17 (incl. 10% extra) | 3571 | 23MBR305 | Stack+Diffusor+Diverter | 7 | PCE | Germany | [6 empty] | 2323 | S-2323-0025-A-23-3571-00263591-N | 9681 | 8307.11 | 0.29 | 560 | 220 | 210 | 11744-1000-23 | 22729704 | 731822 | N | N
Polo | Braden-Europe B.V. HEERLEN | TPMC | Ductos de pila de piezas de campo y hardware | Stack Ducts field parts and hardware | [ID 1586] - Tornillo hexagonal M12 (incl. 10% extra) | [ID 1586] - Hex-Head Bolt M12 (incl. 10% extra) | 3571 | 23MBR305 | Stack+Diffusor+Diverter | 41 | PCE | Germany | [6 empty] | 2323 | S-2323-0025-A-23-3571-00263591-N | 9681 | 8307.11 | 1.8 | 560 | 220 | 210 | 11744-1000-23 | 22729705 | 731815 | N | N
Polo | Braden-Europe B.V. HEERLEN | TPMC | Ductos de pila de piezas de campo y hardware | Stack Ducts field parts and hardware | [ID 1587] - Tornillo hexagonal M16 (incl. 10% extra) | [ID 1587] - Hex-Head Bolt M16 (incl. 10% extra) | 3571 | 23MBR305 | Stack+Diffusor+Diverter | 9 | PCE | Germany | [6 empty] | 2323 | S-2323-0025-A-23-3571-00263591-N | 9681 | 8307.11 | 1.05 | 560 | 220 | 210 | 11744-1000-23 | 22729706 | 731815 | N | N
Polo | Braden-Europe B.V. HEERLEN | TPMC | Ductos de pila de piezas de campo y hardware | Stack Ducts field parts and hardware | [ID 1588] - Tuerca hexagonal M12 (incl. 10% extra) | [ID 1588] - Hex Nut M12 (incl. 10% extra) | 3571 | 23MBR305 | Stack+Diffusor+Diverter | 97 | PCE | Germany | [6 empty] | 2323 | S-2323-0025-A-23-3571-00263591-N | 9681 | 8307.11 | 1.7 | 560 | 220 | 210 | 11744-1000-23 | 22729707 | 731816 | N | N
Polo | Braden-Europe B.V. HEERLEN | TPMC | Ductos de pila de piezas de campo y hardware | Stack Ducts field parts and hardware | [ID 1589] -Tuerca hexagonal M16 (incl. 10% extra) | [ID 1589] - Hex Nut M16 (incl. 10% extra) | 3571 | 23MBR305 | Stack+Diffusor+Diverter | 9 | PCE | Germany | [6 empty] | 2323 | S-2323-0025-A-23-3571-00263591-N | 9681 | 8307.11 | 0.32 | 560 | 220 | 210 | 11744-1000-23 | 22729708 | 731816 | N | N
Polo | Braden-Europe B.V. HEERLEN | TPMC | Ductos de pila de piezas de campo y hardware | Stack Ducts field parts and hardware | [ID 1590] - Tornillo de cabeza cinlindrica con huego hex M12 (incl. 10% extra) | [ID 1590] - Hexagon Socket Countersunk Head Screw M12 (incl. 10% extra) | 3571 | 23MBR305 | Stack+Diffusor+Diverter | 57 | PCE | Germany | [6 empty] | 2323 | S-2323-0025-A-23-3571-00263591-N | 9681 | 8307.11 | 1.98 | 560 | 220 | 210 | 11744-1000-23 | 22729709 | 731815 | N | N
Polo | Braden-Europe B.V. HEERLEN | TPMC | Ductos de pila de piezas de campo y hardware | Stack Ducts field parts and hardware | [ID 1629] - Arandela A 13 (incl. 10% extra) | [ID 1629] - Washer A 13 (incl. 10% extra) | 3571 | 23MBR305 | Stack+Diffusor+Diverter | 121 | PCE | Germany | [6 empty] | 2323 | S-2323-0025-A-23-3571-00263591-N | 9681 | 8307.11 | 0.76 | 560 | 220 | 210 | 11744-1000-23 | 22729710 | 731822 | N | N
Polo | Braden-Europe B.V. HEERLEN | TPMC | Ductos de pila de piezas de campo y hardware | Stack Ducts field parts and hardware | [ID 1630] - Arandela A 17 (incl. 10% extra) | [ID 1630] - Washer A 17 (incl. 10% extra) | 3571 | 23MBR305 | Stack+Diffusor+Diverter | 20 | PCE | Germany | [6 empty] | 2323 | S-2323-0025-A-23-3571-00263591-N | 9681 | 8307.11 | 0.22 | 560 | 220 | 210 | 11744-1000-23 | 22729711 | 731822 | N | N
Polo | Braden-Europe B.V. HEERLEN | TPMC | Ductos de pila de piezas de campo y hardware | Stack Ducts field parts and hardware | [ID 1631] - Arandela A 13 (incl. 10% extra) | [ID 1631] - Washer 13 (incl. 10% extra) | 3571 | 23MBR305 | Stack+Diffusor+Diverter | 49 | PCE | Germany | [6 empty] | 2323 | S-2323-0025-A-23-3571-00263591-N | 9681 | 8307.11 | 1.09 | 560 | 220 | 210 | 11744-1000-23 | 22729712 | 731822 | N | N
Polo | Braden-Europe B.V. HEERLEN | TPMC | Ductos de pila de piezas de campo y hardware | Stack Ducts field parts and hardware | [ID 1632] - Arandela A 17 (incl. 10% extra) | [ID 1632] - Washer 17 (incl. 10% extra) | 3571 | 23MBR305 | Stack+Diffusor+Diverter | 7 | PCE | Germany | [6 empty] | 2323 | S-2323-0025-A-23-3571-00263591-N | 9681 | 8307.11 | 0.29 | 560 | 220 | 210 | 11744-1000-23 | 22729713 | 731822 | N | N
Polo | Braden-Europe B.V. HEERLEN | TPMC | Ductos de pila de piezas de campo y hardware | Stack Ducts field parts and hardware | [ID 1633] - Tornillo hexagonal M12 (incl. 10% extra) | [ID 1633] - Hex-Head Bolt M12 (incl. 10% extra) | 3571 | 23MBR305 | Stack+Diffusor+Diverter | 49 | PCE | Germany | [6 empty] | 2323 | S-2323-0025-A-23-3571-00263591-N | 9681 | 8307.11 | 2.15 | 560 | 220 | 210 | 11744-1000-23 | 22729714 | 731815 | N | N
Polo | Braden-Europe B.V. HEERLEN | TPMC | Ductos de pila de piezas de campo y hardware | Stack Ducts field parts and hardware | [ID 1634] - Tornillo hexagonal M16 (incl. 10% extra) | [ID 1634] - Hex-Head Bolt M16 (incl. 10% extra) | 3571 | 23MBR305 | Stack+Diffusor+Diverter | 14 | PCE | Germany | [6 empty] | 2323 | S-2323-0025-A-23-3571-00263591-N | 9681 | 8307.11 | 1.62 | 560 | 220 | 210 | 11744-1000-23 | 22729715 | 731815 | N | N
Polo | Braden-Europe B.V. HEERLEN | TPMC | Ductos de pila de piezas de campo y hardware | Stack Ducts field parts and hardware | [ID 1635] - Tuerca hexagonal M12 (incl. 10% extra) | [ID 1635] - Hex Nut M12 (incl. 10% extra) | 3571 | 23MBR305 | Stack+Diffusor+Diverter | 121 | PCE | Germany | [6 empty] | 2323 | S-2323-0025-A-23-3571-00263591-N | 9681 | 8307.11 | 2.12 | 560 | 220 | 210 | 11744-1000-23 | 22729716 | 731816 | N | N
Polo | Braden-Europe B.V. HEERLEN | TPMC | Ductos de pila de piezas de campo y hardware | Stack Ducts field parts and hardware | [ID 1636] -Tuerca hexagonal M16 (incl. 10% extra) | [ID 1636] - Hex Nut M16 (incl. 10% extra) | 3571 | 23MBR305 | Stack+Diffusor+Diverter | 14 | PCE | Germany | [6 empty] | 2323 | S-2323-0025-A-23-3571-00263591-N | 9681 | 8307.11 | 0.48 | 560 | 220 | 210 | 11744-1000-23 | 22729717 | 731816 | N | N
Polo | Braden-Europe B.V. HEERLEN | TPMC | Ductos de pila de piezas de campo y hardware | Stack Ducts field parts and hardware | [ID 1637] - Tornillo de cabeza cinlindrica con huego hex M12 (incl. 10% extra) | [ID 1637] - Hexagon Socket Countersunk Head Screw M12 (incl. 10% extra) | 3571 | 23MBR305 | Stack+Diffusor+Diverter | 73 | PCE | Germany | [6 empty] | 2323 | S-2323-0025-A-23-3571-00263591-N | 9681 | 8307.11 | 2.53 | 560 | 220 | 210 | 11744-1000-23 | 22729718 | 731815 | N | N
Polo | Braden-Europe B.V. HEERLEN | TPMC | Ductos de pila de piezas de campo y hardware | Stack Ducts field parts and hardware | [ID 1662] - Arandela A 13 (incl. 10% extra) | [ID 1662] - Washer A 13 (incl. 10% extra) | 3571 | 23MBR305 | Stack+Diffusor+Diverter | 95 | PCE | Germany | [6 empty] | 2323 | S-2323-0025-A-23-3571-00263591-N | 9681 | 8307.11 | 0.6 | 560 | 220 | 210 | 11744-1000-23 | 22729719 | 731822 | N | N
Polo | Braden-Europe B.V. HEERLEN | TPMC | Ductos de pila de piezas de campo y hardware | Stack Ducts field parts and hardware | [ID 1663] - Arandela A 17 (incl. 10% extra) | [ID 1663] - Washer A 17 (incl. 10% extra) | 3571 | 23MBR305 | Stack+Diffusor+Diverter | 11 | PCE | Germany | [6 empty] | 2323 | S-2323-0025-A-23-3571-00263591-N | 9681 | 8307.11 | 0.12 | 560 | 220 | 210 | 11744-1000-23 | 22729720 | 731822 | N | N
Polo | Braden-Europe B.V. HEERLEN | TPMC | Ductos de pila de piezas de campo y hardware | Stack Ducts field parts and hardware | [ID 1665] - Arandela A 13 (incl. 10% extra) | [ID 1664] - Washer 13 (incl. 10% extra) | 3571 | 23MBR305 | Stack+Diffusor+Diverter | 38 | PCE | Germany | [6 empty] | 2323 | S-2323-0025-A-23-3571-00263591-N | 9681 | 8307.11 | 0.84 | 560 | 220 | 210 | 11744-1000-23 | 22729721 | 731822 | N | N
Polo | Braden-Europe B.V. HEERLEN | TPMC | Ductos de pila de piezas de campo y hardware | Stack Ducts field parts and hardware | [ID 1665] - Arandela A 17 (incl. 10% extra) | [ID 1665] - Washer 17 (incl. 10% extra) | 3571 | 23MBR305 | Stack+Diffusor+Diverter | 7 | PCE | Germany | [6 empty] | 2323 | S-2323-0025-A-23-3571-00263591-N | 9681 | 8307.11 | 0.29 | 560 | 220 | 210 | 11744-1000-23 | 22729722 | 731822 | N | N
Polo | Braden-Europe B.V. HEERLEN | TPMC | Ductos de pila de piezas de campo y hardware | Stack Ducts field parts and hardware | [ID 1666] - Tornillo hexagonal M12 (incl. 10% extra) | [ID 1666] - Hex-Head Bolt M12 (incl. 10% extra) | 3571 | 23MBR305 | Stack+Diffusor+Diverter | 38 | PCE | Germany | [6 empty] | 2323 | S-2323-0025-A-23-3571-00263591-N | 9681 | 8307.11 | 1.67 | 560 | 220 | 210 | 11744-1000-23 | 22729723 | 731815 | N | N
Polo | Braden-Europe B.V. HEERLEN | TPMC | Ductos de pila de piezas de campo y hardware | Stack Ducts field parts and hardware | [ID 1667] - Tornillo hexagonal M16 (incl. 10% extra) | [ID 1667] - Hex-Head Bolt M16 (incl. 10% extra) | 3571 | 23MBR305 | Stack+Diffusor+Diverter | 9 | PCE | Germany | [6 empty] | 2323 | S-2323-0025-A-23-3571-00263591-N | 9681 | 8307.11 | 1.05 | 560 | 220 | 210 | 11744-1000-23 | 22729749 | 731815 | N | N
Polo | Braden-Europe B.V. HEERLEN | TPMC | Ductos de pila de piezas de campo y hardware | Stack Ducts field parts and hardware | [ID1668] - Tuerca hexagonal M12 (incl. 10% extra) | [ID 1668] - Hex Nut M12 (incl. 10% extra) | 3571 | 23MBR305 | Stack+Diffusor+Diverter | 95 | PCE | Germany | [6 empty] | 2323 | S-2323-0025-A-23-3571-00263591-N | 9681 | 8307.11 | 1.67 | 560 | 220 | 210 | 11744-1000-23 | 22729750 | 731816 | N | N
Polo | Braden-Europe B.V. HEERLEN | TPMC | Ductos de pila de piezas de campo y hardware | Stack Ducts field parts and hardware | [ID 1669] -Tuerca hexagonal M16 (incl. 10% extra) | [ID 1669] - Hex Nut M16 (incl. 10% extra) | 3571 | 23MBR305 | Stack+Diffusor+Diverter | 9 | PCE | Germany | [6 empty] | 2323 | S-2323-0025-A-23-3571-00263591-N | 9681 | 8307.11 | 0.32 | 560 | 220 | 210 | 11744-1000-23 | 22729751 | 731816 | N | N
Polo | Braden-Europe B.V. HEERLEN | TPMC | Ductos de pila de piezas de campo y hardware | Stack Ducts field parts and hardware | [ID 1670] - Tornillo de cabeza cinlindrica con huego hex M12 (incl. 10% extra) | [ID 1670] - Hexagon Socket Countersunk Head Screw M12 (incl. 10% extra) | 3571 | 23MBR305 | Stack+Diffusor+Diverter | 58 | PCE | Germany | [6 empty] | 2323 | S-2323-0025-A-23-3571-00263591-N | 9681 | 8307.11 | 2.01 | 560 | 220 | 210 | 11744-1000-23 | 22729752 | 731815 | N | N
Polo | Braden-Europe B.V. HEERLEN | TPMC | Ductos de pila de piezas de campo y hardware | Stack Ducts field parts and hardware | [ID 1685] - Arandela A 13 (incl. 10% extra) | [ID 1685] - Washer A 13 (incl. 10% extra) | 3571 | 23MBR305 | Stack+Diffusor+Diverter | 41 | PCE | Germany | [6 empty] | 2323 | S-2323-0025-A-23-3571-00263591-N | 9681 | 8307.11 | 0.25 | 560 | 220 | 210 | 11744-1000-23 | 22729753 | 731822 | N | N
Polo | Braden-Europe B.V. HEERLEN | TPMC | Ductos de pila de piezas de campo y hardware | Stack Ducts field parts and hardware | [ID 1686] - Arandela A 17 (incl. 10% extra) | [ID 1686] - Washer A 17 (incl. 10% extra) | 3571 | 23MBR305 | Stack+Diffusor+Diverter | 20 | PCE | Germany | [6 empty] | 2323 | S-2323-0025-A-23-3571-00263591-N | 9681 | 8307.11 | 0.22 | 560 | 220 | 210 | 11744-1000-23 | 22729754 | 731822 | N | N
Polo | Braden-Europe B.V. HEERLEN | TPMC | Ductos de pila de piezas de campo y hardware | Stack Ducts field parts and hardware | [ID 1687] - Arandela A 13 (incl. 10% extra) | [ID 1687] - Washer 13 (incl. 10% extra) | 3571 | 23MBR305 | Stack+Diffusor+Diverter | 3 | PCE | Germany | [6 empty] | 2323 | S-2323-0025-A-23-3571-00263591-N | 9681 | 8307.11 | 0.06 | 560 | 220 | 210 | 11744-1000-23 | 22729755 | 731822 | N | N
Polo | Braden-Europe B.V. HEERLEN | TPMC | Ductos de pila de piezas de campo y hardware | Stack Ducts field parts and hardware | [ID 1688] - Arandela A 17 (incl. 10% extra) | [ID 1688] - Washer 17 (incl. 10% extra) | 3571 | 23MBR305 | Stack+Diffusor+Diverter | 3 | PCE | Germany | [6 empty] | 2323 | S-2323-0025-A-23-3571-00263591-N | 9681 | 8307.11 | 0.12 | 560 | 220 | 210 | 11744-1000-23 | 22729756 | 731822 | N | N
Polo | Braden-Europe B.V. HEERLEN | TPMC | Ductos de pila de piezas de campo y hardware | Stack Ducts field parts and hardware | [ID 1689] - Tornillo hexagonal M12 (incl. 10% extra) | [ID 1689] - Hex-Head Bolt M12 (incl. 10% extra) | 3571 | 23MBR305 | Stack+Diffusor+Diverter | 3 | PCE | Germany | [6 empty] | 2323 | S-2323-0025-A-23-3571-00263591-N | 9681 | 8307.11 | 0.14 | 560 | 220 | 210 | 11744-1000-23 | 22729757 | 731815 | N | N
Polo | Braden-Europe B.V. HEERLEN | TPMC | Ductos de pila de piezas de campo y hardware | Stack Ducts field parts and hardware | [ID 1690] - Tornillo hexagonal M16 (incl. 10% extra) | [ID 1690] - Hex-Head Bolt M16 (incl. 10% extra) | 3571 | 23MBR305 | Stack+Diffusor+Diverter | 11 | PCE | Germany | [6 empty] | 2323 | S-2323-0025-A-23-3571-00263591-N | 9681 | 8307.11 | 1.28 | 560 | 220 | 210 | 11744-1000-23 | 22729758 | 731815 | N | N
Polo | Braden-Europe B.V. HEERLEN | TPMC | Ductos de pila de piezas de campo y hardware | Stack Ducts field parts and hardware | [ID 1691] - Tuerca hexagonal M12 (incl. 10% extra) | [ID 1691] - Hex Nut M12 (incl. 10% extra) | 3571 | 23MBR305 | Stack+Diffusor+Diverter | 41 | PCE | Germany | [6 empty] | 2323 | S-2323-0025-A-23-3571-00263591-N | 9681 | 8307.11 | 0.72 | 560 | 220 | 210 | 11744-1000-23 | 22729759 | 731816 | N | N
Polo | Braden-Europe B.V. HEERLEN | TPMC | Ductos de pila de piezas de campo y hardware | Stack Ducts field parts and hardware | [ID 1692] -Tuerca hexagonal M16 (incl. 10% extra) | [ID 1692] - Hex Nut M16 (incl. 10% extra) | 3571 | 23MBR305 | Stack+Diffusor+Diverter | 11 | PCE | Germany | [6 empty] | 2323 | S-2323-0025-A-23-3571-00263591-N | 9681 | 8307.11 | 0.37 | 560 | 220 | 210 | 11744-1000-23 | 22729760 | 731816 | N | N
Polo | Braden-Europe B.V. HEERLEN | TPMC | Ductos de pila de piezas de campo y hardware | Stack Ducts field parts and hardware | [ID 1693] - Tornillo de cabeza cinlindrica con huego hex M12 (incl. 10% extra) | [ID 1693] - Hexagon Socket Countersunk Head Screw M12 (incl. 10% extra) | 3571 | 23MBR305 | Stack+Diffusor+Diverter | 39 | PCE | Germany | [6 empty] | 2323 | S-2323-0025-A-23-3571-00263591-N | 9681 | 8307.11 | 1.35 | 560 | 220 | 210 | 11744-1000-23 | 22729761 | 731815 | N | N
Polo | Braden-Europe B.V. HEERLEN | TPMC | Ductos de pila de piezas de campo y hardware | Stack Ducts field parts and hardware | [ID 1700] - Arandela A 17 (incl. 10% extra) | [ID 1700] - Washer A 17 (incl. 10% extra) | 3571 | 23MBR305 | Stack+Diffusor+Diverter | 36 | PCE | Germany | [6 empty] | 2323 | S-2323-0025-A-23-3571-00263591-N | 9681 | 8307.11 | 0.41 | 560 | 220 | 210 | 11744-1000-23 | 22729762 | 731822 | N | N
Polo | Braden-Europe B.V. HEERLEN | TPMC | Ductos de pila de piezas de campo y hardware | Stack Ducts field parts and hardware | [ID 1701] - Arandela A 8.4 (incl. 10% extra) | [ID 1701] - Washer A 8.4 (incl. 10% extra) | 3571 | 23MBR305 | Stack+Diffusor+Diverter | 9 | PCE | Germany | [6 empty] | 2323 | S-2323-0025-A-23-3571-00263591-N | 9681 | 8307.11 | 0.01 | 560 | 220 | 210 | 11744-1000-23 | 22729763 | 731822 | N | N
Polo | Braden-Europe B.V. HEERLEN | TPMC | Ductos de pila de piezas de campo y hardware | Stack Ducts field parts and hardware | [ID 1702] - Arandela cuadrado 17.5 (incl. 10% extra) | [ID 1702] - Square Beveled Washer 17.5 (incl. 10% extra) | 3571 | 23MBR305 | Stack+Diffusor+Diverter | 7 | PCE | Germany | [6 empty] | 2323 | S-2323-0025-A-23-3571-00263591-N | 9681 | 8307.11 | 0.21 | 560 | 220 | 210 | 11744-1000-23 | 22729764 | 731822 | N | N
Polo | Braden-Europe B.V. HEERLEN | TPMC | Ductos de pila de piezas de campo y hardware | Stack Ducts field parts and hardware | [ID 1703] - Arandela A 17 (incl. 10% extra) | [ID 1703] - Washer 17 (incl. 10% extra) | 3571 | 23MBR305 | Stack+Diffusor+Diverter | 3 | PCE | Germany | [6 empty] | 2323 | S-2323-0025-A-23-3571-00263591-N | 9681 | 8307.11 | 0.12 | 560 | 220 | 210 | 11744-1000-23 | 22729765 | 731822 | N | N
Polo | Braden-Europe B.V. HEERLEN | TPMC | Ductos de pila de piezas de campo y hardware | Stack Ducts field parts and hardware | [ID 1704] - Tornillo hexagonal M16 (incl. 10% extra) | [ID 1704] - Hex-Head Bolt M16 (incl. 10% extra) | 3571 | 23MBR305 | Stack+Diffusor+Diverter | 18 | PCE | Germany | [6 empty] | 2323 | S-2323-0025-A-23-3571-00263591-N | 9681 | 8307.11 | 2.08 | 560 | 220 | 210 | 11744-1000-23 | 22729766 | 731815 | N | N
Polo | Braden-Europe B.V. HEERLEN | TPMC | Ductos de pila de piezas de campo y hardware | Stack Ducts field parts and hardware | [ID 1705] - Tornillo hexagonal M16 (incl. 10% extra) | [ID 1705] - Hex-Head Bolt M16 (incl. 10% extra) | 3571 | 23MBR305 | Stack+Diffusor+Diverter | 5 | PCE | Germany | [6 empty] | 2323 | S-2323-0025-A-23-3571-00263591-N | 9681 | 8307.11 | 0.9 | 560 | 220 | 210 | 11744-1000-23 | 22729767 | 731815 | N | N
Polo | Braden-Europe B.V. HEERLEN | TPMC | Ductos de pila de piezas de campo y hardware | Stack Ducts field parts and hardware | [ID 1706] - Tornillo hexagonal M8 (incl. 10% extra) | [ID 1706] - Hex-Head Bolt M8 (incl. 10% extra) | 3571 | 23MBR305 | Stack+Diffusor+Diverter | 5 | PCE | Germany | [6 empty] | 2323 | S-2323-0025-A-23-3571-00263591-N | 9681 | 8307.11 | 0.08 | 560 | 220 | 210 | 11744-1000-23 | 22729768 | 731815 | N | N
Polo | Braden-Europe B.V. HEERLEN | TPMC | Ductos de pila de piezas de campo y hardware | Stack Ducts field parts and hardware | [ID 1707] -Tuerca hexagonal M16 (incl. 10% extra) | [ID 1707] - Hex Nut M16 (incl. 10% extra) | 3571 | 23MBR305 | Stack+Diffusor+Diverter | 22 | PCE | Germany | [6 empty] | 2323 | S-2323-0025-A-23-3571-00263591-N | 9681 | 8307.11 | 0.76 | 560 | 220 | 210 | 11744-1000-23 | 22729791 | 731816 | N | N
Polo | Braden-Europe B.V. HEERLEN | TPMC | Ductos de pila de piezas de campo y hardware | Stack Ducts field parts and hardware | [ID 1708] -Tuerca hexagonal M8 (incl. 10% extra) | [ID 1708] - Hex Nut M8 (incl. 10% extra) | 3571 | 23MBR305 | Stack+Diffusor+Diverter | 5 | PCE | Germany | [6 empty] | 2323 | S-2323-0025-A-23-3571-00263591-N | 9681 | 8307.11 | 0.03 | 560 | 220 | 210 | 11744-1000-23 | 22729792 | 731816 | N | N
Polo | Braden-Europe B.V. HEERLEN | TPMC | Ductos de pila de piezas de campo y hardware | Stack Ducts field parts and hardware | [ID 1709] - Andén plataforma SGEU500GV 500 x 90 | [ID 1709] - Safety GateSGEU500GV 500 x 90 | 3571 | 23MBR305 | Stack+Diffusor+Diverter | 1 | PCE | Germany | [6 empty] | 2323 | S-2323-0025-A-23-3571-00263591-N | 9681 | 8307.11 | 6.95 | 560 | 220 | 210 | 11744-1000-23 | 22729793 | 730830 | N | N
Polo | Braden-Europe B.V. HEERLEN | TPMC | Ductos de pila de piezas de campo y hardware | Stack Ducts field parts and hardware | [ID 1728] - Arandela A 13 (incl. 10% extra) | [ID 1728] - Washer A 13 (incl. 10% extra) | 3571 | 23MBR305 | Stack+Diffusor+Diverter | 66 | PCE | Germany | [6 empty] | 2323 | S-2323-0025-A-23-3571-00263591-N | 9681 | 8307.11 | 0.42 | 560 | 220 | 210 | 11744-1000-23 | 22729794 | 731822 | N | N
Polo | Braden-Europe B.V. HEERLEN | TPMC | Ductos de pila de piezas de campo y hardware | Stack Ducts field parts and hardware | [ID 1729] - Arandela A 17 (incl. 10% extra) | [ID 1729] - Washer A 17 (incl. 10% extra) | 3571 | 23MBR305 | Stack+Diffusor+Diverter | 11 | PCE | Germany | [6 empty] | 2323 | S-2323-0025-A-23-3571-00263591-N | 9681 | 8307.11 | 0.12 | 560 | 220 | 210 | 11744-1000-23 | 22729795 | 731822 | N | N
Polo | Braden-Europe B.V. HEERLEN | TPMC | Ductos de pila de piezas de campo y hardware | Stack Ducts field parts and hardware | [ID 1730] - Arandela A 13 (incl. 10% extra) | [ID 1730] - Washer 13 (incl. 10% extra) | 3571 | 23MBR305 | Stack+Diffusor+Diverter | 36 | PCE | Germany | [6 empty] | 2323 | S-2323-0025-A-23-3571-00263591-N | 9681 | 8307.11 | 0.8 | 560 | 220 | 210 | 11744-1000-23 | 22729796 | 731822 | N | N
Polo | Braden-Europe B.V. HEERLEN | TPMC | Ductos de pila de piezas de campo y hardware | Stack Ducts field parts and hardware | [ID 1731] - Arandela A 17 (incl. 10% extra) | [ID 1731] - Washer 17 (incl. 10% extra) | 3571 | 23MBR305 | Stack+Diffusor+Diverter | 7 | PCE | Germany | [6 empty] | 2323 | S-2323-0025-A-23-3571-00263591-N | 9681 | 8307.11 | 0.29 | 560 | 220 | 210 | 11744-1000-23 | 22729797 | 731822 | N | N
Polo | Braden-Europe B.V. HEERLEN | TPMC | Ductos de pila de piezas de campo y hardware | Stack Ducts field parts and hardware | [ID 1732] - Tornillo hexagonal M12 (incl. 10% extra) | [ID 1732] - Hex-Head Bolt M12 (incl. 10% extra) | 3571 | 23MBR305 | Stack+Diffusor+Diverter | 36 | PCE | Germany | [6 empty] | 2323 | S-2323-0025-A-23-3571-00263591-N | 9681 | 8307.11 | 1.58 | 560 | 220 | 210 | 11744-1000-23 | 22729798 | 731815 | N | N
Polo | Braden-Europe B.V. HEERLEN | TPMC | Ductos de pila de piezas de campo y hardware | Stack Ducts field parts and hardware | [ID 1733] - Tornillo hexagonal M16 (incl. 10% extra) | [ID 1733] - Hex-Head Bolt M16 (incl. 10% extra) | 3571 | 23MBR305 | Stack+Diffusor+Diverter | 9 | PCE | Germany | [6 empty] | 2323 | S-2323-0025-A-23-3571-00263591-N | 9681 | 8307.11 | 1.05 | 560 | 220 | 210 | 11744-1000-23 | 22729799 | 731815 | N | N
Polo | Braden-Europe B.V. HEERLEN | TPMC | Ductos de pila de piezas de campo y hardware | Stack Ducts field parts and hardware | [ID 1734] - Tuerca hexagonal M12 (incl. 10% extra) | [ID 1734] - Hex Nut M12 (incl. 10% extra) | 3571 | 23MBR305 | Stack+Diffusor+Diverter | 66 | PCE | Germany | [6 empty] | 2323 | S-2323-0025-A-23-3571-00263591-N | 9681 | 8307.11 | 1.16 | 560 | 220 | 210 | 11744-1000-23 | 22729800 | 731816 | N | N
Polo | Braden-Europe B.V. HEERLEN | TPMC | Ductos de pila de piezas de campo y hardware | Stack Ducts field parts and hardware | [ID 1735] -Tuerca hexagonal M16 (incl. 10% extra) | [ID 1735] - Hex Nut M16 (incl. 10% extra) | 3571 | 23MBR305 | Stack+Diffusor+Diverter | 9 | PCE | Germany | [6 empty] | 2323 | S-2323-0025-A-23-3571-00263591-N | 9681 | 8307.11 | 0.32 | 560 | 220 | 210 | 11744-1000-23 | 22729801 | 731816 | N | N
Polo | Braden-Europe B.V. HEERLEN | TPMC | Ductos de pila de piezas de campo y hardware | Stack Ducts field parts and hardware | [ID 1736] - Tornillo de cabeza cinlindrica con huego hex M12 (incl. 10% extra) | [ID 1736] - Hexagon Socket Countersunk Head Screw M12 (incl. 10% extra) | 3571 | 23MBR305 | Stack+Diffusor+Diverter | 31 | PCE | Germany | [6 empty] | 2323 | S-2323-0025-A-23-3571-00263591-N | 9681 | 8307.11 | 1.07 | 560 | 220 | 210 | 11744-1000-23 | 22729802 | 731815 | N | N
Polo | Braden-Europe B.V. HEERLEN | TPMC | Ductos de pila de piezas de campo y hardware | Stack Ducts field parts and hardware | [ID 1743] - Arandela A 13 (incl. 10% extra) | [ID 1743] - Washer A 13 (incl. 10% extra) | 3571 | 23MBR305 | Stack+Diffusor+Diverter | 16 | PCE | Germany | [6 empty] | 2323 | S-2323-0025-A-23-3571-00263591-N | 9681 | 8307.11 | 0.1 | 560 | 220 | 210 | 11744-1000-23 | 22729803 | 731822 | N | N
Polo | Braden-Europe B.V. HEERLEN | TPMC | Ductos de pila de piezas de campo y hardware | Stack Ducts field parts and hardware | [ID 1744] - Arandela DIN125 - A 13 (incl. 10% extra) | [ID 1744] - Washer DIN 125 - A 13 - St-Galv. (incl. 10% extra) | 3571 | 23MBR305 | Stack+Diffusor+Diverter | 5 | PCE | Germany | [6 empty] | 2323 | S-2323-0025-A-23-3571-00263591-N | 9681 | 8307.11 | 0.04 | 560 | 220 | 210 | 11744-1000-23 | 22729804 | 731822 | N | N
Polo | Braden-Europe B.V. HEERLEN | TPMC | Ductos de pila de piezas de campo y hardware | Stack Ducts field parts and hardware | [ID 1745] - Arandela A 17 (incl. 10% extra) | [ID 1745] - Washer A 17 (incl. 10% extra) | 3571 | 23MBR305 | Stack+Diffusor+Diverter | 20 | PCE | Germany | [6 empty] | 2323 | S-2323-0025-A-23-3571-00263591-N | 9681 | 8307.11 | 0.22 | 560 | 220 | 210 | 11744-1000-23 | 22729805 | 731822 | N | N
Polo | Braden-Europe B.V. HEERLEN | TPMC | Ductos de pila de piezas de campo y hardware | Stack Ducts field parts and hardware | [ID 1746] - Arandela A 17 (incl. 10% extra) | [ID 1746] - Washer 17 (incl. 10% extra) | 3571 | 23MBR305 | Stack+Diffusor+Diverter | 3 | PCE | Germany | [6 empty] | 2323 | S-2323-0025-A-23-3571-00263591-N | 9681 | 8307.11 | 0.12 | 560 | 220 | 210 | 11744-1000-23 | 22729806 | 731822 | N | N
Polo | Braden-Europe B.V. HEERLEN | TPMC | Ductos de pila de piezas de campo y hardware | Stack Ducts field parts and hardware | [ID 1747] - Tornillo hexagonal DIN 933 - M12 x 35 - 8.8 Galv. (incl. 10% extra) | [ID 1747] - Hex-Head Bolt DIN 933 - M12 x 35 - 8.8 Galv. (incl. 10% extra) | 3571 | 23MBR305 | Stack+Diffusor+Diverter | 3 | PCE | Germany | [6 empty] | 2323 | S-2323-0025-A-23-3571-00263591-N | 9681 | 8307.11 | 0.15 | 560 | 220 | 210 | 11744-1000-23 | 22729807 | 731815 | N | N
Polo | Braden-Europe B.V. HEERLEN | TPMC | Ductos de pila de piezas de campo y hardware | Stack Ducts field parts and hardware | [ID 1748] - Tornillo hexagonal M16 (incl. 10% extra) | [ID 1748] - Hex-Head Bolt M16 (incl. 10% extra) | 3571 | 23MBR305 | Stack+Diffusor+Diverter | 11 | PCE | Germany | [6 empty] | 2323 | S-2323-0025-A-23-3571-00263591-N | 9681 | 8307.11 | 1.28 | 560 | 220 | 210 | 11744-1000-23 | 22729808 | 731815 | N | N
Polo | Braden-Europe B.V. HEERLEN | TPMC | Ductos de pila de piezas de campo y hardware | Stack Ducts field parts and hardware | [ID 1749] - Tuerca hexagonal M12 (incl. 10% extra) | [ID 1749] - Hex Nut M12 (incl. 10% extra) | 3571 | 23MBR305 | Stack+Diffusor+Diverter | 16 | PCE | Germany | [6 empty] | 2323 | S-2323-0025-A-23-3571-00263591-N | 9681 | 8307.11 | 0.29 | 560 | 220 | 210 | 11744-1000-23 | 22729809 | 731816 | N | N
Polo | Braden-Europe B.V. HEERLEN | TPMC | Ductos de pila de piezas de campo y hardware | Stack Ducts field parts and hardware | [ID 1750] -Tuerca hexagonal DIN 934- M12 (incl. 10% extra) | [ID 1750] - Hex Nut DIN 934 - M12 - 8 Galv. (incl. 10% extra) | 3571 | 23MBR305 | Stack+Diffusor+Diverter | 3 | PCE | Germany | [6 empty] | 2323 | S-2323-0025-A-23-3571-00263591-N | 9681 | 8307.11 | 0.06 | 560 | 220 | 210 | 11744-1000-23 | 22729810 | 731816 | N | N
Polo | Braden-Europe B.V. HEERLEN | TPMC | Ductos de pila de piezas de campo y hardware | Stack Ducts field parts and hardware | [ID 1751] -Tuerca hexagonal M16 (incl. 10% extra) | [ID 1751] - Hex Nut M16 (incl. 10% extra) | 3571 | 23MBR305 | Stack+Diffusor+Diverter | 11 | PCE | Germany | [6 empty] | 2323 | S-2323-0025-A-23-3571-00263591-N | 9681 | 8307.11 | 0.37 | 560 | 220 | 210 | 11744-1000-23 | 22729472 | 731816 | N | N
Polo | Braden-Europe B.V. HEERLEN | TPMC | Ductos de pila de piezas de campo y hardware | Stack Ducts field parts and hardware | [ID 1752] - Tornillo de cabeza cinlindrica con huego hex M12 (incl. 10% extra) | [ID 1752] - Hexagon Socket Countersunk Head Screw M12 (incl. 10% extra) | 3571 | 23MBR305 | Stack+Diffusor+Diverter | 16 | PCE | Germany | [6 empty] | 2323 | S-2323-0025-A-23-3571-00263591-N | 9681 | 8307.11 | 0.56 | 560 | 220 | 210 | 11744-1000-23 | 22729473 | 731815 | N | N
Polo | Braden-Europe B.V. HEERLEN | TPMC | Ductos de pila de piezas de campo y hardware | Stack Ducts field parts and hardware | [ID 1773] - Columna construcción ensemblaje 04 ( 175x225 ) | [ID 1773] - COLUMN ASS. 04 ( 175x225 ) | 3571 | 23MBR305 | Stack+Diffusor+Diverter | 20 | PCE | Germany | [6 empty] | 2323 | S-2323-0025-A-23-3571-00263591-N | 9681 | 8307.11 | 276 | 560 | 220 | 210 | 11744-1000-23 | 22729474 | 732690 | N | N
Polo | Braden-Europe B.V. HEERLEN | TPMC | Ductos de pila de piezas de campo y hardware | Stack Ducts field parts and hardware | [ID 1878] - Tornillo M20 - DIN 933 (incl. 10% extra) | [ID 1878] - BOLT M20 - DIN 933 (incl. 10% extra) | 3571 | 23MBR305 | Stack+Diffusor+Diverter | 44 | PCE | Germany | [6 empty] | 2323 | S-2323-0025-A-23-3571-00263591-N | 9681 | 8307.11 | 9.57 | 560 | 220 | 210 | 11744-1000-23 | 22729475 | 731815 | N | N
Polo | Braden-Europe B.V. HEERLEN | TPMC | Ductos de pila de piezas de campo y hardware | Stack Ducts field parts and hardware | [ID 1879] - Tornillo M20 - DIN 933 (incl. 10% extra) | [ID 1879] - BOLT M20 - DIN 933 (incl. 10% extra) | 3571 | 23MBR305 | Stack+Diffusor+Diverter | 44 | PCE | Germany | [6 empty] | 2323 | S-2323-0025-A-23-3571-00263591-N | 9681 | 8307.11 | 8.14 | 560 | 220 | 210 | 11744-1000-23 | 22729476 | 731815 | N | N
Polo | Braden-Europe B.V. HEERLEN | TPMC | Ductos de pila de piezas de campo y hardware | Stack Ducts field parts and hardware | [ID 1880] - Arandela A 21 - DIN125 (incl. 10% extra) | [ID 1880] - WASHER A 21 - DIN 125 (incl. 10% extra) | 3571 | 23MBR305 | Stack+Diffusor+Diverter | 88 | PCE | Germany | [6 empty] | 2323 | S-2323-0025-A-23-3571-00263591-N | 9681 | 8307.11 | 1.54 | 560 | 220 | 210 | 11744-1000-23 | 22729477 | 731822 | N | N
Polo | Braden-Europe B.V. HEERLEN | TPMC | Ductos de pila de piezas de campo y hardware | Stack Ducts field parts and hardware | [ID 1881] -Tuerca DIN 934- M20 (incl. 10% extra) | [ID 1881] - NUT M20 - DIN 934 (incl. 10% extra) | 3571 | 23MBR305 | Stack+Diffusor+Diverter | 88 | PCE | Germany | [6 empty] | 2323 | S-2323-0025-A-23-3571-00263591-N | 9681 | 8307.11 | 2.86 | 560 | 220 | 210 | 11744-1000-23 | 22729478 | 731816 | N | N
Polo | Braden-Europe B.V. HEERLEN | TPMC | Ductos de pila de piezas de campo y hardware | Stack Ducts field parts and hardware | [ID 1882] - Tornillo M16 - DIN 933 (incl. 10% extra) | [ID 1882] - BOLT M16 - DIN 933 (incl. 10% extra) | 3571 | 23MBR305 | Stack+Diffusor+Diverter | 159 | PCE | Germany | [6 empty] | 2323 | S-2323-0025-A-23-3571-00263591-N | 9681 | 8307.11 | 18.55 | 560 | 220 | 210 | 11744-1000-23 | 22729479 | 731815 | N | N
Polo | Braden-Europe B.V. HEERLEN | TPMC | Ductos de pila de piezas de campo y hardware | Stack Ducts field parts and hardware | [ID 1883] - Tornillo M16 - DIN 933 (incl. 10% extra) | [ID 1883] - BOLT M16 - DIN 933 (incl. 10% extra) | 3571 | 23MBR305 | Stack+Diffusor+Diverter | 361 | PCE | Germany | [6 empty] | 2323 | S-2323-0025-A-23-3571-00263591-N | 9681 | 8307.11 | 37.2 | 560 | 220 | 210 | 11744-1000-23 | 22729480 | 731815 | N | N
Polo | Braden-Europe B.V. HEERLEN | TPMC | Ductos de pila de piezas de campo y hardware | Stack Ducts field parts and hardware | [ID 1884] - Arandela A 17- DIN 125 (incl. 10% extra) | [ID 1884] - WASHER A 17 - DIN 125 (incl. 10% extra) | 3571 | 23MBR305 | Stack+Diffusor+Diverter | 1039 | PCE | Germany | [6 empty] | 2323 | S-2323-0025-A-23-3571-00263591-N | 9681 | 8307.11 | 11.78 | 560 | 220 | 210 | 11744-1000-23 | 22729481 | 731822 | N | N
Polo | Braden-Europe B.V. HEERLEN | TPMC | Ductos de pila de piezas de campo y hardware | Stack Ducts field parts and hardware | [ID 1885] -Tuerca DIN 934- M16 (incl. 10% extra) | [ID 1885] - NUT M16 - DIN 934 (incl. 10% extra) | 3571 | 23MBR305 | Stack+Diffusor+Diverter | 520 | PCE | Germany | [6 empty] | 2323 | S-2323-0025-A-23-3571-00263591-N | 9681 | 8307.11 | 17.3 | 560 | 220 | 210 | 11744-1000-23 | 22729482 | 731816 | N | N
Polo | Braden-Europe B.V. HEERLEN | TPMC | Ductos de pila de piezas de campo y hardware | Stack Ducts field parts and hardware | [ID 2033] - Estándar clip de enrejado de plataforma | [ID 2033] - GRATING CLAMP | 3571 | 23MBR305 | Stack+Diffusor+Diverter | 24 | PCE | Germany | [6 empty] | 2323 | S-2323-0025-A-23-3571-00263591-N | 9681 | 8307.11 | 0.01 | 560 | 220 | 210 | 11744-1000-23 | 22729483 | 732690 | N | N
Polo | Braden-Europe B.V. HEERLEN | TPMC | Ductos de pila de piezas de campo y hardware | Stack Ducts field parts and hardware | [ID 2039] - Arandela A 10.5 (incl. 10% extra) | [ID 2039] - Washer A 10.5 (incl. 10% extra) | 3571 | 23MBR305 | Stack+Diffusor+Diverter | 9 | PCE | Germany | [6 empty] | 2323 | S-2323-0025-A-23-3571-00263591-N | 9681 | 8307.11 | 0.01 | 560 | 220 | 210 | 11744-1000-23 | 22729484 | 731822 | N | N
Polo | Braden-Europe B.V. HEERLEN | TPMC | Ductos de pila de piezas de campo y hardware | Stack Ducts field parts and hardware | [ID 2040] - Arandela A 17 (incl. 10% extra) | [ID 2040] - Washer A 17 (incl. 10% extra) | 3571 | 23MBR305 | Stack+Diffusor+Diverter | 66 | PCE | Germany | [6 empty] | 2323 | S-2323-0025-A-23-3571-00263591-N | 9681 | 8307.11 | 0.77 | 560 | 220 | 210 | 11744-1000-23 | 22729485 | 731822 | N | N
Polo | Braden-Europe B.V. HEERLEN | TPMC | Ductos de pila de piezas de campo y hardware | Stack Ducts field parts and hardware | [ID 2041] - Tornillo hexagonal M10 (incl. 10% extra) | [ID 2041] - Hex-Head Bolt M10 (incl. 10% extra) | 3571 | 23MBR305 | Stack+Diffusor+Diverter | 5 | PCE | Germany | [6 empty] | 2323 | S-2323-0025-A-23-3571-00263591-N | 9681 | 8307.11 | 0.13 | 560 | 220 | 210 | 11744-1000-23 | 22729486 | 731815 | N | N
Polo | Braden-Europe B.V. HEERLEN | TPMC | Ductos de pila de piezas de campo y hardware | Stack Ducts field parts and hardware | [ID 2042] - Tornillo hexagonal M16 (incl. 10% extra) | [ID 2042] - Hex-Head Bolt M16 (incl. 10% extra) | 3571 | 23MBR305 | Stack+Diffusor+Diverter | 7 | PCE | Germany | [6 empty] | 2323 | S-2323-0025-A-23-3571-00263591-N | 9681 | 8307.11 | 0.7 | 560 | 220 | 210 | 11744-1000-23 | 22729487 | 731815 | N | N
Polo | Braden-Europe B.V. HEERLEN | TPMC | Ductos de pila de piezas de campo y hardware | Stack Ducts field parts and hardware | [ID 2043] - Tornillo hexagonal M16 (incl. 10% extra) | [ID 2043] - Hex-Head Bolt M16 (incl. 10% extra) | 3571 | 23MBR305 | Stack+Diffusor+Diverter | 27 | PCE | Germany | [6 empty] | 2323 | S-2323-0025-A-23-3571-00263591-N | 9681 | 8307.11 | 3.15 | 560 | 220 | 210 | 11744-1000-23 | 22729488 | 731815 | N | N
Polo | Braden-Europe B.V. HEERLEN | TPMC | Ductos de pila de piezas de campo y hardware | Stack Ducts field parts and hardware | [ID 2044] -Tuerca hexagonal M10 (incl. 10% extra) | [ID 2044] - Hex Nut M10 (incl. 10% extra) | 3571 | 23MBR305 | Stack+Diffusor+Diverter | 5 | PCE | Germany | [6 empty] | 2323 | S-2323-0025-A-23-3571-00263591-N | 9681 | 8307.11 | 0.13 | 560 | 220 | 210 | 11744-1000-23 | 22729489 | 731816 | N | N
Polo | Braden-Europe B.V. HEERLEN | TPMC | Ductos de pila de piezas de campo y hardware | Stack Ducts field parts and hardware | [ID 2045] -Tuerca hexagonal M16 (incl. 10% extra) | [ID 2045] - Hex Nut M16 (incl. 10% extra) | 3571 | 23MBR305 | Stack+Diffusor+Diverter | 33 | PCE | Germany | [6 empty] | 2323 | S-2323-0025-A-23-3571-00263591-N | 9681 | 8307.11 | 1.1 | 560 | 220 | 210 | 11744-1000-23 | 22729490 | 731816 | N | N
Polo | Braden-Europe B.V. HEERLEN | TPMC | Ductos de pila de piezas de campo y hardware | Stack Ducts field parts and hardware | [ID 2046] - Andén plataforma SGEU500GV 500 mm x 90 mm | [ID 2046] - Safety GateSGEU500GV 500 mm x 90 mm | 3571 | 23MBR305 | Stack+Diffusor+Diverter | 1 | PCE | Germany | [6 empty] | 2323 | S-2323-0025-A-23-3571-00263591-N | 9681 | 8307.11 | 7.3 | 560 | 220 | 210 | 11744-1000-23 | 22729491 | 730830 | N | N
Polo | Braden-Europe B.V. HEERLEN | TPMC | Ductos de pila de piezas de campo y hardware | Stack Ducts field parts and hardware | [ID 2052] - Estándar clip de enrejado de plataforma | [ID 2052] - GRATING CLAMP | 3571 | 23MBR305 | Stack+Diffusor+Diverter | 16 | PCE | Germany | [6 empty] | 2323 | S-2323-0025-A-23-3571-00263591-N | 9681 | 8307.11 | 0.01 | 560 | 220 | 210 | 11744-1000-23 | 22729512 | 732690 | N | N
Polo | Braden-Europe B.V. HEERLEN | TPMC | Ductos de pila de piezas de campo y hardware | Stack Ducts field parts and hardware | [ID 2059] - Arandela A 10.5 (incl. 10% extra) | [ID 2059] - Washer A 10.5 (incl. 10% extra) | 3571 | 23MBR305 | Stack+Diffusor+Diverter | 9 | PCE | Germany | [6 empty] | 2323 | S-2323-0025-A-23-3571-00263591-N | 9681 | 8307.11 | 0.01 | 560 | 220 | 210 | 11744-1000-23 | 22729513 | 731822 | N | N
Polo | Braden-Europe B.V. HEERLEN | TPMC | Ductos de pila de piezas de campo y hardware | Stack Ducts field parts and hardware | [ID 2060] - Arandela A 17 (incl. 10% extra) | [ID 2060] - Washer A 17 (incl. 10% extra) | 3571 | 23MBR305 | Stack+Diffusor+Diverter | 80 | PCE | Germany | [6 empty] | 2323 | S-2323-0025-A-23-3571-00263591-N | 9681 | 8307.11 | 0.89 | 560 | 220 | 210 | 11744-1000-23 | 22729514 | 731822 | N | N
Polo | Braden-Europe B.V. HEERLEN | TPMC | Ductos de pila de piezas de campo y hardware | Stack Ducts field parts and hardware | [ID 2061] - Tornillo hexagonal M10 (incl. 10% extra) | [ID 2061] - Hex-Head Bolt M10 (incl. 10% extra) | 3571 | 23MBR305 | Stack+Diffusor+Diverter | 5 | PCE | Germany | [6 empty] | 2323 | S-2323-0025-A-23-3571-00263591-N | 9681 | 8307.11 | 0.13 | 560 | 220 | 210 | 11744-1000-23 | 22729515 | 731815 | N | N
Polo | Braden-Europe B.V. HEERLEN | TPMC | Ductos de pila de piezas de campo y hardware | Stack Ducts field parts and hardware | [ID 2062] - Tornillo hexagonal M16 (incl. 10% extra) | [ID 2062] - Hex-Head Bolt M16 (incl. 10% extra) | 3571 | 23MBR305 | Stack+Diffusor+Diverter | 14 | PCE | Germany | [6 empty] | 2323 | S-2323-0025-A-23-3571-00263591-N | 9681 | 8307.11 | 1.4 | 560 | 220 | 210 | 11744-1000-23 | 22729516 | 731815 | N | N
Polo | Braden-Europe B.V. HEERLEN | TPMC | Ductos de pila de piezas de campo y hardware | Stack Ducts field parts and hardware | [ID 2063] - Tornillo hexagonal M16 (incl. 10% extra) | [ID 2063] - Hex-Head Bolt M16 (incl. 10% extra) | 3571 | 23MBR305 | Stack+Diffusor+Diverter | 27 | PCE | Germany | [6 empty] | 2323 | S-2323-0025-A-23-3571-00263591-N | 9681 | 8307.11 | 3.15 | 560 | 220 | 210 | 11744-1000-23 | 22729517 | 731815 | N | N
Polo | Braden-Europe B.V. HEERLEN | TPMC | Ductos de pila de piezas de campo y hardware | Stack Ducts field parts and hardware | [ID 2064] -Tuerca hexagonal M10 (incl. 10% extra) | [ID 2064] - Hex Nut M10 (incl. 10% extra) | 3571 | 23MBR305 | Stack+Diffusor+Diverter | 5 | PCE | Germany | [6 empty] | 2323 | S-2323-0025-A-23-3571-00263591-N | 9681 | 8307.11 | 0.13 | 560 | 220 | 210 | 11744-1000-23 | 22729518 | 731816 | N | N
Polo | Braden-Europe B.V. HEERLEN | TPMC | Ductos de pila de piezas de campo y hardware | Stack Ducts field parts and hardware | [ID 2065] -Tuerca hexagonal M16 (incl. 10% extra) | [ID 2065] - Hex Nut M16 (incl. 10% extra) | 3571 | 23MBR305 | Stack+Diffusor+Diverter | 40 | PCE | Germany | [6 empty] | 2323 | S-2323-0025-A-23-3571-00263591-N | 9681 | 8307.11 | 1.33 | 560 | 220 | 210 | 11744-1000-23 | 22729519 | 731816 | N | N
Polo | Braden-Europe B.V. HEERLEN | TPMC | Ductos de pila de piezas de campo y hardware | Stack Ducts field parts and hardware | [ID 2066] - Andén plataforma SGEU500GV 500 mm x 90 mm | [ID 2066] - Safety GateSGEU500GV 500 mm x 90 mm | 3571 | 23MBR305 | Stack+Diffusor+Diverter | 1 | PCE | Germany | [6 empty] | 2323 | S-2323-0025-A-23-3571-00263591-N | 9681 | 8307.11 | 7.3 | 560 | 220 | 210 | 11744-1000-23 | 22729520 | 730830 | N | N
Polo | Braden-Europe B.V. HEERLEN | TPMC | Ductos de pila de piezas de campo y hardware | Stack Ducts field parts and hardware | [ID 2075] - Estándar clip de enrejado de plataforma | [ID 2075] - GRATING CLAMP | 3571 | 23MBR305 | Stack+Diffusor+Diverter | 8 | PCE | Germany | [6 empty] | 2323 | S-2323-0025-A-23-3571-00263591-N | 9681 | 8307.11 | 0.01 | 560 | 220 | 210 | 11744-1000-23 | 22729521 | 732690 | N | N
Polo | Braden-Europe B.V. HEERLEN | TPMC | Ductos de pila de piezas de campo y hardware | Stack Ducts field parts and hardware | [ID 2080] - Arandela A 10.5 (incl. 10% extra) | [ID 2080] - Washer A 10.5 (incl. 10% extra) | 3571 | 23MBR305 | Stack+Diffusor+Diverter | 9 | PCE | Germany | [6 empty] | 2323 | S-2323-0025-A-23-3571-00263591-N | 9681 | 8307.11 | 0.01 | 560 | 220 | 210 | 11744-1000-23 | 22729522 | 731822 | N | N
Polo | Braden-Europe B.V. HEERLEN | TPMC | Ductos de pila de piezas de campo y hardware | Stack Ducts field parts and hardware | [ID 2081] - Arandela A 17 (incl. 10% extra) | [ID 2081] - Washer A 17 (incl. 10% extra) | 3571 | 23MBR305 | Stack+Diffusor+Diverter | 146 | PCE | Germany | [6 empty] | 2323 | S-2323-0025-A-23-3571-00263591-N | 9681 | 8307.11 | 1.66 | 560 | 220 | 210 | 11744-1000-23 | 22729523 | 731822 | N | N
Polo | Braden-Europe B.V. HEERLEN | TPMC | Ductos de pila de piezas de campo y hardware | Stack Ducts field parts and hardware | [ID 2082] - Tornillo hexagonal M10 (incl. 10% extra) | [ID 2082] - Hex-Head Bolt M10 (incl. 10% extra) | 3571 | 23MBR305 | Stack+Diffusor+Diverter | 5 | PCE | Germany | [6 empty] | 2323 | S-2323-0025-A-23-3571-00263591-N | 9681 | 8307.11 | 0.13 | 560 | 220 | 210 | 11744-1000-23 | 22729524 | 731815 | N | N
Polo | Braden-Europe B.V. HEERLEN | TPMC | Ductos de pila de piezas de campo y hardware | Stack Ducts field parts and hardware | [ID 2083] - Tornillo hexagonal M16 (incl. 10% extra) | [ID 2083] - Hex-Head Bolt M16 (incl. 10% extra) | 3571 | 23MBR305 | Stack+Diffusor+Diverter | 47 | PCE | Germany | [6 empty] | 2323 | S-2323-0025-A-23-3571-00263591-N | 9681 | 8307.11 | 4.7 | 560 | 220 | 210 | 11744-1000-23 | 22729525 | 731815 | N | N
Polo | Braden-Europe B.V. HEERLEN | TPMC | Ductos de pila de piezas de campo y hardware | Stack Ducts field parts and hardware | [ID 2084] - Tornillo hexagonal M16 (incl. 10% extra) | [ID 2084] - Hex-Head Bolt M16 (incl. 10% extra) | 3571 | 23MBR305 | Stack+Diffusor+Diverter | 27 | PCE | Germany | [6 empty] | 2323 | S-2323-0025-A-23-3571-00263591-N | 9681 | 8307.11 | 3.15 | 560 | 220 | 210 | 11744-1000-23 | 22729526 | 731815 | N | N
Polo | Braden-Europe B.V. HEERLEN | TPMC | Ductos de pila de piezas de campo y hardware | Stack Ducts field parts and hardware | [ID 2085] -Tuerca hexagonal M10 (incl. 10% extra) | [ID 2085] - Hex Nut M10 (incl. 10% extra) | 3571 | 23MBR305 | Stack+Diffusor+Diverter | 5 | PCE | Germany | [6 empty] | 2323 | S-2323-0025-A-23-3571-00263591-N | 9681 | 8307.11 | 0.13 | 560 | 220 | 210 | 11744-1000-23 | 22729527 | 731816 | N | N
Polo | Braden-Europe B.V. HEERLEN | TPMC | Ductos de pila de piezas de campo y hardware | Stack Ducts field parts and hardware | [ID 2086] -Tuerca hexagonal M16 (incl. 10% extra) | [ID 2086] - Hex Nut M16 (incl. 10% extra) | 3571 | 23MBR305 | Stack+Diffusor+Diverter | 73 | PCE | Germany | [6 empty] | 2323 | S-2323-0025-A-23-3571-00263591-N | 9681 | 8307.11 | 2.54 | 560 | 220 | 210 | 11744-1000-23 | 22729528 | 731816 | N | N
Polo | Braden-Europe B.V. HEERLEN | TPMC | Ductos de pila de piezas de campo y hardware | Stack Ducts field parts and hardware | [ID 2087] - Andén plataforma SGEU500GV 500 mm x 90 mm | [ID 2087] - Safety GateSGEU500GV 500 mm x 90 mm | 3571 | 23MBR305 | Stack+Diffusor+Diverter | 1 | PCE | Germany | [6 empty] | 2323 | S-2323-0025-A-23-3571-00263591-N | 9681 | 8307.11 | 7.3 | 560 | 220 | 210 | 11744-1000-23 | 22729529 | 730830 | N | N
Polo | Braden-Europe B.V. HEERLEN | TPMC | Ductos de pila de piezas de campo y hardware | Stack Ducts field parts and hardware | [ID 2135] - Andén plataforma 573x62 | [ID 2135] - GATE 573x62 | 3571 | 23MBR305 | Stack+Diffusor+Diverter | 1 | PCE | Germany | [6 empty] | 2323 | S-2323-0025-A-23-3571-00263591-N | 9681 | 8307.11 | 11.8 | 560 | 220 | 210 | 11744-1000-23 | 22729530 | 732690 | N | N
Polo | Braden-Europe B.V. HEERLEN | TPMC | Ductos de pila de piezas de campo y hardware | Stack Ducts field parts and hardware | [ID 2138] - Estándar clip de enrejado de plataforma | [ID 2138] - GRATING CLIPS | 3571 | 23MBR305 | Stack+Diffusor+Diverter | 24 | PCE | Germany | [6 empty] | 2323 | S-2323-0025-A-23-3571-00263591-N | 9681 | 8307.11 | 0.4 | 560 | 220 | 210 | 11744-1000-23 | 22729531 | 732690 | N | N
Polo | Braden-Europe B.V. HEERLEN | TPMC | Ductos de pila de piezas de campo y hardware | Stack Ducts field parts and hardware | [ID 2139] -Tuerca M16 (incl. 10% extra) | [ID 2139] - NUT M16 (incl. 10% extra) | 3571 | 23MBR305 | Stack+Diffusor+Diverter | 83 | PCE | Germany | [6 empty] | 2323 | S-2323-0025-A-23-3571-00263591-N | 9681 | 8307.11 | 2.77 | 560 | 220 | 210 | 11744-1000-23 | 22729532 | 731816 | N | N
Polo | Braden-Europe B.V. HEERLEN | TPMC | Ductos de pila de piezas de campo y hardware | Stack Ducts field parts and hardware | [ID 2140] - Arandela A 17 (incl. 10% extra) | [ID 2140] - WASHER A 17 (incl. 10% extra) | 3571 | 23MBR305 | Stack+Diffusor+Diverter | 143 | PCE | Germany | [6 empty] | 2323 | S-2323-0025-A-23-3571-00263591-N | 9681 | 8307.11 | 1.65 | 560 | 220 | 210 | 11744-1000-23 | 22729554 | 731822 | N | N
Polo | Braden-Europe B.V. HEERLEN | TPMC | Ductos de pila de piezas de campo y hardware | Stack Ducts field parts and hardware | [ID 2141] - Tornillo M16x50 (incl. 10% extra) | [ID 2141] - BOLT M16 (incl. 10% extra) | 3571 | 23MBR305 | Stack+Diffusor+Diverter | 83 | PCE | Germany | [6 empty] | 2323 | S-2323-0025-A-23-3571-00263591-N | 9681 | 8307.11 | 8.52 | 560 | 220 | 210 | 11744-1000-23 | 22729555 | 731815 | N | N
Polo | Braden-Europe B.V. HEERLEN | TPMC | Ductos de pila de piezas de campo y hardware | Stack Ducts field parts and hardware | [ID 2142] - Arandela cuadrado cónico A 18 (incl. 10% extra) | [ID 2142] - SQUARE TAPER WASHER A18 (incl. 10% extra) | 3571 | 23MBR305 | Stack+Diffusor+Diverter | 22 | PCE | Germany | [6 empty] | 2323 | S-2323-0025-A-23-3571-00263591-N | 9681 | 8307.11 | 0.11 | 560 | 220 | 210 | 11744-1000-23 | 22729556 | 731822 | N | N
Polo | Braden-Europe B.V. HEERLEN | TPMC | Ductos de pila de piezas de campo y hardware | Stack Ducts field parts and hardware | [ID 2159] - Estándar clip de enrejado de plataforma | [ID 2159] - GRATING CLAMP | 3571 | 23MBR305 | Stack+Diffusor+Diverter | 40 | PCE | Germany | [6 empty] | 2323 | S-2323-0025-A-23-3571-00263591-N | 9681 | 8307.11 | 0.01 | 560 | 220 | 210 | 11744-1000-23 | 22729557 | 732690 | N | N
Polo | Braden-Europe B.V. HEERLEN | TPMC | Ductos de pila de piezas de campo y hardware | Stack Ducts field parts and hardware | [ID 2160] - Ensamblaje de Andén plataforma 629 mm x 60 mm | [ID 2160] - GATE ARRANGEMENT 629 mm x 60 mm | 3571 | 23MBR305 | Stack+Diffusor+Diverter | 1 | PCE | Germany | [6 empty] | 2323 | S-2323-0025-A-23-3571-00263591-N | 9681 | 8307.11 | 10.6 | 560 | 220 | 210 | 11744-1000-23 | 22729558 | 732690 | N | N
Polo | Braden-Europe B.V. HEERLEN | TPMC | Ductos de pila de piezas de campo y hardware | Stack Ducts field parts and hardware | [ID 2161] - Ensamblaje de Andén plataforma 629 mm x 60 mm | [ID 2161] - GATE ARRANGEMENT 629 mm x 60 mm | 3571 | 23MBR305 | Stack+Diffusor+Diverter | 1 | PCE | Germany | [6 empty] | 2323 | S-2323-0025-A-23-3571-00263591-N | 9681 | 8307.11 | 10.6 | 560 | 220 | 210 | 11744-1000-23 | 22729559 | 732690 | N | N
Polo | Braden-Europe B.V. HEERLEN | TPMC | Ductos de pila de piezas de campo y hardware | Stack Ducts field parts and hardware | [ID 2162] - Tornillo hexagonal M16 (incl. 10% extra) | [ID 2162] - Hex-Head Bolt M16 (incl. 10% extra) | 3571 | 23MBR305 | Stack+Diffusor+Diverter | 3 | PCE | Germany | [6 empty] | 2323 | S-2323-0025-A-23-3571-00263591-N | 9681 | 8307.11 | 0.3 | 560 | 220 | 210 | 11744-1000-23 | 22729560 | 731815 | N | N
Polo | Braden-Europe B.V. HEERLEN | TPMC | Ductos de pila de piezas de campo y hardware | Stack Ducts field parts and hardware | [ID 2163] - Tornillo hexagonal M16 (incl. 10% extra) | [ID 2163] - Hex-Head Bolt M16 (incl. 10% extra) | 3571 | 23MBR305 | Stack+Diffusor+Diverter | 5 | PCE | Germany | [6 empty] | 2323 | S-2323-0025-A-23-3571-00263591-N | 9681 | 8307.11 | 0.5 | 560 | 220 | 210 | 11744-1000-23 | 22729561 | 731815 | N | N
Polo | Braden-Europe B.V. HEERLEN | TPMC | Ductos de pila de piezas de campo y hardware | Stack Ducts field parts and hardware | [ID 2164] - Tornillo hexagonal M16 (incl. 10% extra) | [ID 2164] - Hex-Head Bolt M16 (incl. 10% extra) | 3571 | 23MBR305 | Stack+Diffusor+Diverter | 84 | PCE | Germany | [6 empty] | 2323 | S-2323-0025-A-23-3571-00263591-N | 9681 | 8307.11 | 9.73 | 560 | 220 | 210 | 11744-1000-23 | 22729562 | 731815 | N | N
Polo | Braden-Europe B.V. HEERLEN | TPMC | Ductos de pila de piezas de campo y hardware | Stack Ducts field parts and hardware | [ID 2165] - Arandela A 17 (incl. 10% extra) | [ID 2165] - Washer A 17 (incl. 10% extra) | 3571 | 23MBR305 | Stack+Diffusor+Diverter | 176 | PCE | Germany | [6 empty] | 2323 | S-2323-0025-A-23-3571-00263591-N | 9681 | 8307.11 | 1.98 | 560 | 220 | 210 | 11744-1000-23 | 22729563 | 731822 | N | N
Polo | Braden-Europe B.V. HEERLEN | TPMC | Ductos de pila de piezas de campo y hardware | Stack Ducts field parts and hardware | [ID 2166] - Arandela cuadrado 17.5 (incl. 10% extra) | [ID 2166] - Square Beveled Washer 17.5 (incl. 10% extra) | 3571 | 23MBR305 | Stack+Diffusor+Diverter | 5 | PCE | Germany | [6 empty] | 2323 | S-2323-0025-A-23-3571-00263591-N | 9681 | 8307.11 | 0.13 | 560 | 220 | 210 | 11744-1000-23 | 22729564 | 731822 | N | N
Polo | Braden-Europe B.V. HEERLEN | TPMC | Ductos de pila de piezas de campo y hardware | Stack Ducts field parts and hardware | [ID 2167] -Tuerca hexagonal M16 (incl. 10% extra) | [ID 2167] - Hex Nut M16 (incl. 10% extra) | 3571 | 23MBR305 | Stack+Diffusor+Diverter | 91 | PCE | Germany | [6 empty] | 2323 | S-2323-0025-A-23-3571-00263591-N | 9681 | 8307.11 | 3.11 | 560 | 220 | 210 | 11744-1000-23 | 22729565 | 731816 | N | N
Polo | Braden-Europe B.V. HEERLEN | TPMC | Ductos de pila de piezas de campo y hardware | Stack Ducts field parts and hardware | [ID 2183] - Tornillo de cabeza avellanada M12 (incl. 10% extra) | [ID 2183] - COUNTERSUNK SCREW M12 (incl. 10% extra) | 3571 | 23MBR305 | Stack+Diffusor+Diverter | 91 | PCE | Germany | [6 empty] | 2323 | S-2323-0025-A-23-3571-00263591-N | 9681 | 8307.11 | 1.78 | 560 | 220 | 210 | 11744-1000-23 | 22729566 | 731815 | N | N
Polo | Braden-Europe B.V. HEERLEN | TPMC | Ductos de pila de piezas de campo y hardware | Stack Ducts field parts and hardware | [ID 2184] - Tornillo M16 (incl. 10% extra) | [ID 2184] - BOLT M16 (incl. 10% extra) | 3571 | 23MBR305 | Stack+Diffusor+Diverter | 5 | PCE | Germany | [6 empty] | 2323 | S-2323-0025-A-23-3571-00263591-N | 9681 | 8307.11 | 0.5 | 560 | 220 | 210 | 11744-1000-23 | 22729567 | 731815 | N | N
Polo | Braden-Europe B.V. HEERLEN | TPMC | Ductos de pila de piezas de campo y hardware | Stack Ducts field parts and hardware | [ID 2186] -Tuerca M12 (incl. 10% extra) | [ID 2186] - NUT M12 (incl. 10% extra) | 3571 | 23MBR305 | Stack+Diffusor+Diverter | 91 | PCE | Germany | [6 empty] | 2323 | S-2323-0025-A-23-3571-00263591-N | 9681 | 8307.11 | 1.55 | 560 | 220 | 210 | 11744-1000-23 | 22729568 | 731816 | N | N
Polo | Braden-Europe B.V. HEERLEN | TPMC | Ductos de pila de piezas de campo y hardware | Stack Ducts field parts and hardware | [ID 2187] -Tuerca M16 (incl. 10% extra) | [ID 2187] - NUT M16 (incl. 10% extra) | 3571 | 23MBR305 | Stack+Diffusor+Diverter | 5 | PCE | Germany | [6 empty] | 2323 | S-2323-0025-A-23-3571-00263591-N | 9681 | 8307.11 | 0.13 | 560 | 220 | 210 | 11744-1000-23 | 22729569 | 731816 | N | N
Polo | Braden-Europe B.V. HEERLEN | TPMC | Ductos de pila de piezas de campo y hardware | Stack Ducts field parts and hardware | [ID 2188] -Tuerca M20 (incl. 10% extra) | [ID 2188] - NUT M20 (incl. 10% extra) | 3571 | 23MBR305 | Stack+Diffusor+Diverter | 5 | PCE | Germany | [6 empty] | 2323 | S-2323-0025-A-23-3571-00263591-N | 9681 | 8307.11 | 0.13 | 560 | 220 | 210 | 11744-1000-23 | 22729570 | 731816 | N | N
Polo | Braden-Europe B.V. HEERLEN | TPMC | Ductos de pila de piezas de campo y hardware | Stack Ducts field parts and hardware | [ID 2189] - Arandela A 13 (incl. 10% extra) | [ID 2189] - WASHER A 13 (incl. 10% extra) | 3571 | 23MBR305 | Stack+Diffusor+Diverter | 91 | PCE | Germany | [6 empty] | 2323 | S-2323-0025-A-23-3571-00263591-N | 9681 | 8307.11 | 0.55 | 560 | 220 | 210 | 11744-1000-23 | 22729571 | 731822 | N | N
Polo | Braden-Europe B.V. HEERLEN | TPMC | Ductos de pila de piezas de campo y hardware | Stack Ducts field parts and hardware | [ID 2190] - Arandela A 17 (incl. 10% extra) | [ID 2190] - WASHER A 17 (incl. 10% extra) | 3571 | 23MBR305 | Stack+Diffusor+Diverter | 9 | PCE | Germany | [6 empty] | 2323 | S-2323-0025-A-23-3571-00263591-N | 9681 | 8307.11 | 0.11 | 560 | 220 | 210 | 11744-1000-23 | 22729572 | 731822 | N | N
Polo | Braden-Europe B.V. HEERLEN | TPMC | Ductos de pila de piezas de campo y hardware | Stack Ducts field parts and hardware | [ID 2191] - Arandela A 23 (incl. 10% extra) | [ID 2191] - WASHER A 23 (incl. 10% extra) | 3571 | 23MBR305 | Stack+Diffusor+Diverter | 5 | PCE | Germany | [6 empty] | 2323 | S-2323-0025-A-23-3571-00263591-N | 9681 | 8307.11 | 0.13 | 560 | 220 | 210 | 11744-1000-23 | 22729573 | 731822 | N | N
Polo | Braden-Europe B.V. HEERLEN | TPMC | Ductos de pila de piezas de campo y hardware | Stack Ducts field parts and hardware | [ID 2205] - Tornillo de cabeza avellanada - DIN7991 - M12x30 | [ID 2205] - HEX SOCKET COUNTERSUNK HEAD SCREW - DIN7991 - M12x30 | 3571 | 23MBR305 | Stack+Diffusor+Diverter | 78 | PCE | Germany | [6 empty] | 2323 | S-2323-0025-A-23-3571-00263591-N | 9681 | 8307.11 | 2.57 | 560 | 220 | 210 | 11744-1000-23 | 22729615 | 731815 | N | N
Polo | Braden-Europe B.V. HEERLEN | TPMC | Ductos de pila de piezas de campo y hardware | Stack Ducts field parts and hardware | [ID 2206] - Arandela DIN125 - A 13 | [ID 2206] - WASHER - DIN125 - A13 | 3571 | 23MBR305 | Stack+Diffusor+Diverter | 78 | PCE | Germany | [6 empty] | 2323 | S-2323-0025-A-23-3571-00263591-N | 9681 | 8307.11 | 0.49 | 560 | 220 | 210 | 11744-1000-23 | 22729616 | 731822 | N | N
Polo | Braden-Europe B.V. HEERLEN | TPMC | Ductos de pila de piezas de campo y hardware | Stack Ducts field parts and hardware | [ID 2207] - Tuerca hexagonal DIN 934- M12 | [ID 2207] - HEX NUT - DIN934 - M12 | 3571 | 23MBR305 | Stack+Diffusor+Diverter | 78 | PCE | Germany | [6 empty] | 2323 | S-2323-0025-A-23-3571-00263591-N | 9681 | 8307.11 | 1.37 | 560 | 220 | 210 | 11744-1000-23 | 22729617 | 731816 | N | N
Polo | Braden-Europe B.V. HEERLEN | TPMC | Ductos de pila de piezas de campo y hardware | Stack Ducts field parts and hardware | [ID 2230] - Chapa de acero1250 x 2 | [ID 2230] - PLATE 1250 x 2 | 3571 | 23MBR305 | Stack+Diffusor+Diverter | 3 | PCE | Germany | [6 empty] | 2323 | S-2323-0025-A-23-3571-00263591-N | 9681 | 8307.11 | 147.2 | 560 | 220 | 210 | 11744-1000-23 | 22729618 | 730890 | N | N
Polo | Braden-Europe B.V. HEERLEN | TPMC | Ductos de pila de piezas de campo y hardware | Stack Ducts field parts and hardware | [ID 2231] - Chapa de acero1250 x 3 | [ID 2231] - PLATE 1250 x 3 | 3571 | 23MBR305 | Stack+Diffusor+Diverter | 3 | PCE | Germany | [6 empty] | 2323 | S-2323-0025-A-23-3571-00263591-N | 9681 | 8307.11 | 220.8 | 560 | 220 | 210 | 11744-1000-23 | 22729619 | 730890 | N | N
Polo | Braden-Europe B.V. HEERLEN | TPMC | Ductos de pila de piezas de campo y hardware | Stack Ducts field parts and hardware | [ID 2232] - Chapa de acero1500 x 6 | [ID 2232] - PLATE 1500 x 6 | 3571 | 23MBR305 | Stack+Diffusor+Diverter | 1 | PCE | Germany | [6 empty] | 2323 | S-2323-0025-A-23-3571-00263591-N | 9681 | 8307.11 | 106 | 560 | 220 | 210 | 11744-1000-23 | 22729620 | 730890 | N | N
Polo | Braden-Europe B.V. HEERLEN | TPMC | Ductos de pila de piezas de campo y hardware | Stack Ducts field parts and hardware | [ID 2236] - Tornillo rosca M12 | [ID 2236] - STUD M12 | 3571 | 23MBR305 | Stack+Diffusor+Diverter | 20 | PCE | Germany | [6 empty] | 2323 | S-2323-0025-A-23-3571-00263591-N | 9681 | 8307.11 | 1.4 | 560 | 220 | 210 | 11744-1000-23 | 22729641 | 731819 | N | N
Polo | Braden-Europe B.V. HEERLEN | TPMC | Ductos de pila de piezas de campo y hardware | Stack Ducts field parts and hardware | [ID 2237] - Tornillo rosca M20 | [ID 2237] - STUD M20 | 3571 | 23MBR305 | Stack+Diffusor+Diverter | 10 | PCE | Germany | [6 empty] | 2323 | S-2323-0025-A-23-3571-00263591-N | 9681 | 8307.11 | 2.5 | 560 | 220 | 210 | 11744-1000-23 | 22729642 | 731819 | N | N
Polo | Braden-Europe B.V. HEERLEN | TPMC | Ductos de pila de piezas de campo y hardware | Stack Ducts field parts and hardware | [ID 2244] - Tornillo M16 - DIN 933 (el pozo de visita) | [ID 2244] - BOLT M16 - DIN 933 Manhole bolts | 3571 | 23MBR305 | Stack+Diffusor+Diverter | 50 | PCE | Germany | [6 empty] | 2323 | S-2323-0025-A-23-3571-00263591-N | 9681 | 8307.11 | 4.3 | 560 | 220 | 210 | 11744-1000-23 | 22729643 | 731815 | N | N
Polo | Braden-Europe B.V. HEERLEN | TPMC | Ductos de pila de piezas de campo y hardware | Stack Ducts field parts and hardware | [ID 2245] - Arandela A 17 - DIN125 (el pozo de visita) | [ID 2245] - WASHER A 17 - DIN 125 Manhole washers | 3571 | 23MBR305 | Stack+Diffusor+Diverter | 100 | PCE | Germany | [6 empty] | 2323 | S-2323-0025-A-23-3571-00263591-N | 9681 | 8307.11 | 1.1 | 560 | 220 | 210 | 11744-1000-23 | 22729644 | 731822 | N | N
Polo | Braden-Europe B.V. HEERLEN | TPMC | Ductos de pila de piezas de campo y hardware | Stack Ducts field parts and hardware | [ID 2246] -Tuerca M16 - DIN 934 (el pozo de visita) | [ID 2246] - NUT M16 - DIN 934 Manhole nuts | 3571 | 23MBR305 | Stack+Diffusor+Diverter | 50 | PCE | Germany | [6 empty] | 2323 | S-2323-0025-A-23-3571-00263591-N | 9681 | 8307.11 | 2.2 | 560 | 220 | 210 | 11744-1000-23 | 22729645 | 731816 | N | N
Polo | Braden-Europe B.V. HEERLEN | TPMC | Ductos de pila de piezas de campo y hardware | Stack Ducts field parts and hardware | [ID 804] - Connexion expansivo rincón | [ID 804] - EXPANSIAN JOINT CORNER | 3571 | 23MBR305 | Stack+Diffusor+Diverter | 4 | PCE | Germany | [6 empty] | 2323 | S-2323-0025-A-23-3571-00263591-N | 9681 | 8307.11 | 11.88 | 560 | 220 | 210 | 11744-1000-23 | 22729700 | 591110 | N | N
Polo | Braden-Europe B.V. HEERLEN | TPMC | Ductos de pila de piezas de campo y hardware | Stack Ducts field parts and hardware | [ID 808] - Protección calentar ensamblaje | [ID 808] - SCREEN HEAT PROTECTION | 3571 | 23MBR305 | Stack+Diffusor+Diverter | 1 | PCE | Germany | [6 empty] | 2323 | S-2323-0025-A-23-3571-00263591-N | 9681 | 8307.11 | 27.3 | 560 | 220 | 210 | 11744-1000-23 | 22729701 | 730890 | N | N
Polo | Braden-Europe B.V. HEERLEN | TPMC | Ductos de pila de piezas de campo y hardware | Stack Ducts field parts and hardware | [ID 809] - Tipo rincón izquierdo 60x60x6 | [ID 809] - ANGLE LEFT 60x60x6 | 3571 | 23MBR305 | Stack+Diffusor+Diverter | 2 | PCE | Germany | [6 empty] | 2323 | S-2323-0025-A-23-3571-00263591-N | 9681 | 8307.11 | 5 | 560 | 220 | 210 | 11744-1000-23 | 22729702 | 730890 | N | N
Polo | Braden-Europe B.V. HEERLEN | TPMC | Ductos de pila de piezas de campo y hardware | Stack Ducts field parts and hardware | [ID 810] - Tipo rincón derecha 60x60x6 | [ID 810] - ANGLE RIGHT 60x60x6 | 3571 | 23MBR305 | Stack+Diffusor+Diverter | 2 | PCE | Germany | [6 empty] | 2323 | S-2323-0025-A-23-3571-00263591-N | 9681 | 8307.11 | 5 | 560 | 220 | 210 | 11744-1000-23 | 22729703 | 730890 | N | N
Polo | Braden-Europe B.V. HEERLEN | TPMC | Ductos de pila de piezas de campo y hardware | Stack Ducts field parts and hardware | [ID 811] -Tuerca M12 (incl. 10% extra) | [ID 811] - NUT M12 (incl. 10% extra) | 3571 | 23MBR305 | Stack+Diffusor+Diverter | 5 | PCE | Germany | [6 empty] | 2323 | S-2323-0025-A-23-3571-00263591-N | 9681 | 8307.11 | 0.03 | 560 | 220 | 210 | 11744-1000-23 | 22729724 | 731816 | N | N
Polo | Braden-Europe B.V. HEERLEN | TPMC | Ductos de pila de piezas de campo y hardware | Stack Ducts field parts and hardware | [ID 812] - Arandela A 13 (incl. 10% extra) | [ID 812] - WASHER A 13 (incl. 10% extra) | 3571 | 23MBR305 | Stack+Diffusor+Diverter | 5 | PCE | Germany | [6 empty] | 2323 | S-2323-0025-A-23-3571-00263591-N | 9681 | 8307.11 | 0.01 | 560 | 220 | 210 | 11744-1000-23 | 22729725 | 731822 | N | N
Polo | Braden-Europe B.V. HEERLEN | TPMC | Ductos de pila de piezas de campo y hardware | Stack Ducts field parts and hardware | [ID 814] - Superior de la interfaz vertical | [ID 814] - FIELDLINER VERTICAL TOP | 3571 | 23MBR305 | Stack+Diffusor+Diverter | 4 | PCE | Germany | [6 empty] | 2323 | S-2323-0025-A-23-3571-00263591-N | 9681 | 8307.11 | 31.2 | 560 | 220 | 210 | 11744-1000-23 | 22729726 | 730890 | N | N
Polo | Braden-Europe B.V. HEERLEN | TPMC | Ductos de pila de piezas de campo y hardware | Stack Ducts field parts and hardware | [ID 815] - Chapa de acero | [ID 815] - PLATE | 3571 | 23MBR305 | Stack+Diffusor+Diverter | 4 | PCE | Germany | [6 empty] | 2323 | S-2323-0025-A-23-3571-00263591-N | 9681 | 8307.11 | 79.9 | 560 | 220 | 210 | 11744-1000-23 | 22729727 | 730890 | N | N
Polo | Braden-Europe B.V. HEERLEN | TPMC | Ductos de pila de piezas de campo y hardware | Stack Ducts field parts and hardware | [ID 816] - Chapa de acero | [ID 816] - PLATE | 3571 | 23MBR305 | Stack+Diffusor+Diverter | 4 | PCE | Germany | [6 empty] | 2323 | S-2323-0025-A-23-3571-00263591-N | 9681 | 8307.11 | 76.8 | 560 | 220 | 210 | 11744-1000-23 | 22729728 | 730890 | N | N
Polo | Braden-Europe B.V. HEERLEN | TPMC | Ductos de pila de piezas de campo y hardware | Stack Ducts field parts and hardware | [ID 817] - Abajo de la interfaz vertical | [ID 817] - FIELDLINER VERTICAL BOTTOM | 3571 | 23MBR305 | Stack+Diffusor+Diverter | 4 | PCE | Germany | [6 empty] | 2323 | S-2323-0025-A-23-3571-00263591-N | 9681 | 8307.11 | 33.6 | 560 | 220 | 210 | 11744-1000-23 | 22729729 | 730890 | N | N
Polo | Braden-Europe B.V. HEERLEN | TPMC | Ductos de pila de piezas de campo y hardware | Stack Ducts field parts and hardware | [ID 821] - Rollo malla de metálico W=500 | [ID 821] - ROLL WIRE MESH W=500 | 3571 | 23MBR305 | Stack+Diffusor+Diverter | 1 | PCE | Germany | [6 empty] | 2323 | S-2323-0025-A-23-3571-00263591-N | 9681 | 8307.11 | 1 | 560 | 220 | 210 | 11744-1000-23 | 22729730 | 731414 | N | N
Polo | Braden-Europe B.V. HEERLEN | TPMC | Ductos de pila de piezas de campo y hardware | Stack Ducts field parts and hardware | [ID 822] - Chapa de acero 15x2 (Barra de sujeción) | [ID 822] - PLATE 15x2 (CLAMPING BAR) | 3571 | 23MBR305 | Stack+Diffusor+Diverter | 8 | PCE | Germany | [6 empty] | 2323 | S-2323-0025-A-23-3571-00263591-N | 9681 | 8307.11 | 0.6 | 560 | 220 | 210 | 11744-1000-23 | 22729731 | 820570 | N | N
Polo | Braden-Europe B.V. HEERLEN | TPMC | Ductos de pila de piezas de campo y hardware | Stack Ducts field parts and hardware | [ID 824] - Chapa de acero 425 x 3 | [ID 824] - PLATE 425 x 3 | 3571 | 23MBR305 | Stack+Diffusor+Diverter | 12 | PCE | Germany | [6 empty] | 2323 | S-2323-0025-A-23-3571-00263591-N | 9681 | 8307.11 | 150.1 | 560 | 220 | 210 | 11744-1000-23 | 22729732 | 730890 | N | N
Polo | Braden-Europe B.V. HEERLEN | TPMC | Ductos de pila de piezas de campo y hardware | Stack Ducts field parts and hardware | [ID 825] - Chapa de acero 425 x 3 | [ID 825] - PLATE 425 x 3 | 3571 | 23MBR305 | Stack+Diffusor+Diverter | 8 | PCE | Germany | [6 empty] | 2323 | S-2323-0025-A-23-3571-00263591-N | 9681 | 8307.11 | 116.1 | 560 | 220 | 210 | 11744-1000-23 | 22729733 | 730890 | N | N
Polo | Braden-Europe B.V. HEERLEN | TPMC | Ductos de pila de piezas de campo y hardware | Stack Ducts field parts and hardware | [ID 826] - Chapa de acero 425 x 3 | [ID 826] - PLATE 425 x 3 | 3571 | 23MBR305 | Stack+Diffusor+Diverter | 4 | PCE | Germany | [6 empty] | 2323 | S-2323-0025-A-23-3571-00263591-N | 9681 | 8307.11 | 19.5 | 560 | 220 | 210 | 11744-1000-23 | 22729734 | 730890 | N | N
Polo | Braden-Europe B.V. HEERLEN | TPMC | Ductos de pila de piezas de campo y hardware | Stack Ducts field parts and hardware | [ID 830] - Tornillo M16 (incl. 10% extra) | [ID 830] - BOLT M16 (incl. 10% extra) | 3571 | 23MBR305 | Stack+Diffusor+Diverter | 36 | PCE | Germany | [6 empty] | 2323 | S-2323-0025-A-23-3571-00263591-N | 9681 | 8307.11 | 3.71 | 560 | 220 | 210 | 11744-1000-23 | 22729735 | 731815 | N | N
Polo | Braden-Europe B.V. HEERLEN | TPMC | Ductos de pila de piezas de campo y hardware | Stack Ducts field parts and hardware | [ID 831] -Tuerca M16 (incl. 10% extra) | [ID 831] - NUT M16 (incl. 10% extra) | 3571 | 23MBR305 | Stack+Diffusor+Diverter | 36 | PCE | Germany | [6 empty] | 2323 | S-2323-0025-A-23-3571-00263591-N | 9681 | 8307.11 | 1.24 | 560 | 220 | 210 | 11744-1000-23 | 22729736 | 731816 | N | N
Polo | Braden-Europe B.V. HEERLEN | TPMC | Ductos de pila de piezas de campo y hardware | Stack Ducts field parts and hardware | [ID 832] - Arandela cuadrado cónico M16 (incl. 10% extra) | [ID 832] - SQUARE TAPER WASHER M16 (incl. 10% extra) | 3571 | 23MBR305 | Stack+Diffusor+Diverter | 9 | PCE | Germany | [6 empty] | 2323 | S-2323-0025-A-23-3571-00263591-N | 9681 | 8307.11 | 2.25 | 560 | 220 | 210 | 11744-1000-23 | 22729737 | 731822 | N | N
Polo | Braden-Europe B.V. HEERLEN | TPMC | Ductos de pila de piezas de campo y hardware | Stack Ducts field parts and hardware | [ID 855] - Ensamblaje (Sliding Bracket) | [ID 855] - Assembly (Sliding Bracket) | 3571 | 23MBR305 | Stack+Diffusor+Diverter | 4 | PCE | Germany | [6 empty] | 2323 | S-2323-0025-A-23-3571-00263591-N | 9681 | 8307.11 | 182.2 | 560 | 220 | 210 | 11744-1000-23 | 22729738 | 730890 | N | N
Polo | Braden-Europe B.V. HEERLEN | TPMC | Ductos de pila de piezas de campo y hardware | Stack Ducts field parts and hardware | [ID 856] - Chapa de acero | [ID 856] - Plate | 3571 | 23MBR305 | Stack+Diffusor+Diverter | 16 | PCE | Germany | [6 empty] | 2323 | S-2323-0025-A-23-3571-00263591-N | 9681 | 8307.11 | 14.55 | 560 | 220 | 210 | 11744-1000-23 | 22729739 | 730890 | N | N
Polo | Braden-Europe B.V. HEERLEN | TPMC | Ductos de pila de piezas de campo y hardware | Stack Ducts field parts and hardware | [ID 857] - Chapa de acero | [ID 857] - Plate | 3571 | 23MBR305 | Stack+Diffusor+Diverter | 8 | PCE | Germany | [6 empty] | 2323 | S-2323-0025-A-23-3571-00263591-N | 9681 | 8307.11 | 79.24 | 560 | 220 | 210 | 11744-1000-23 | 22729740 | 730890 | N | N
Polo | Braden-Europe B.V. HEERLEN | TPMC | Ductos de pila de piezas de campo y hardware | Stack Ducts field parts and hardware | [ID 858] - Chapa de acero | [ID 858] - Plate | 3571 | 23MBR305 | Stack+Diffusor+Diverter | 16 | PCE | Germany | [6 empty] | 2323 | S-2323-0025-A-23-3571-00263591-N | 9681 | 8307.11 | 79.24 | 560 | 220 | 210 | 11744-1000-23 | 22729741 | 730890 | N | N
Polo | Braden-Europe B.V. HEERLEN | TPMC | Ductos de pila de piezas de campo y hardware | Stack Ducts field parts and hardware | [ID 862] - Arandela (M12) ø 100 mm / 14 mm t= 3 mm | [ID 862] - Washer (M12) ø 100 mm / 14 mm t= 3 mm | 3571 | 23MBR305 | Stack+Diffusor+Diverter | 20 | PCE | Germany | [6 empty] | 2323 | S-2323-0025-A-23-3571-00263591-N | 9681 | 8307.11 | 3.56 | 560 | 220 | 210 | 11744-1000-23 | 22729742 | 731822 | N | N
Polo | Braden-Europe B.V. HEERLEN | TPMC | Ductos de pila de piezas de campo y hardware | Stack Ducts field parts and hardware | [ID 863] - Ensamblaje (02.L.S.D./U.S.D. GUIDE) | [ID 863] - Assembly (02.L.S.D./U.S.D. GUIDE) | 3571 | 23MBR305 | Stack+Diffusor+Diverter | 4 | PCE | Germany | [6 empty] | 2323 | S-2323-0025-A-23-3571-00263591-N | 9681 | 8307.11 | 92.16 | 560 | 220 | 210 | 11744-1000-23 | 22729743 | 730890 | N | N
Polo | Braden-Europe B.V. HEERLEN | TPMC | Ductos de pila de piezas de campo y hardware | Stack Ducts field parts and hardware | [ID 864] - Chapa doblado | [ID 864] - Bended Plate | 3571 | 23MBR305 | Stack+Diffusor+Diverter | 4 | PCE | Germany | [6 empty] | 2323 | S-2323-0025-A-23-3571-00263591-N | 9681 | 8307.11 | 83.47 | 560 | 220 | 210 | 11744-1000-23 | 22729744 | 732690 | N | N
Polo | Braden-Europe B.V. HEERLEN | TPMC | Ductos de pila de piezas de campo y hardware | Stack Ducts field parts and hardware | [ID 865] - Arandela 80x80 | [ID 865] - WASHER 80x80 | 3571 | 23MBR305 | Stack+Diffusor+Diverter | 12 | PCE | Germany | [6 empty] | 2323 | S-2323-0025-A-23-3571-00263591-N | 9681 | 8307.11 | 3.42 | 560 | 220 | 210 | 11744-1000-23 | 22729745 | 731822 | N | N
Polo | Braden-Europe B.V. HEERLEN | TPMC | Ductos de pila de piezas de campo y hardware | Stack Ducts field parts and hardware | [ID 866] - Ensamblaje (Aislamiento) | [ID 866] - Assembly (LINER ASS.) | 3571 | 23MBR305 | Stack+Diffusor+Diverter | 2 | PCE | Germany | [6 empty] | 2323 | S-2323-0025-A-23-3571-00263591-N | 9681 | 8307.11 | 14.18 | 560 | 220 | 210 | 11744-1000-23 | 22729746 | 730890 | N | N
Polo | Braden-Europe B.V. HEERLEN | TPMC | Ductos de pila de piezas de campo y hardware | Stack Ducts field parts and hardware | [ID 867] - Ensamblaje (Aislamiento) | [ID 867] - Assembly (LINER ASS.) | 3571 | 23MBR305 | Stack+Diffusor+Diverter | 2 | PCE | Germany | [6 empty] | 2323 | S-2323-0025-A-23-3571-00263591-N | 9681 | 8307.11 | 14.18 | 560 | 220 | 210 | 11744-1000-23 | 22729747 | 730890 | N | N
Polo | Braden-Europe B.V. HEERLEN | TPMC | Ductos de pila de piezas de campo y hardware | Stack Ducts field parts and hardware | [ID 868] - Chapa doblado (Aislamiento) | [ID 868] - Bended Plate (Liner) | 3571 | 23MBR305 | Stack+Diffusor+Diverter | 4 | PCE | Germany | [6 empty] | 2323 | S-2323-0025-A-23-3571-00263591-N | 9681 | 8307.11 | 101.95 | 560 | 220 | 210 | 11744-1000-23 | 22729748 | 732690 | N | N
Polo | Braden-Europe B.V. HEERLEN | TPMC | Ductos de pila de piezas de campo y hardware | Stack Ducts field parts and hardware | [ID 874] - Chapa de acero (Aislamiento) | [ID 874] - Plate (Liner) | 3571 | 23MBR305 | Stack+Diffusor+Diverter | 12 | PCE | Germany | [6 empty] | 2323 | S-2323-0025-A-23-3571-00263591-N | 9681 | 8307.11 | 135.81 | 560 | 220 | 210 | 11744-1000-23 | 22729769 | 730890 | N | N
Polo | Braden-Europe B.V. HEERLEN | TPMC | Ductos de pila de piezas de campo y hardware | Stack Ducts field parts and hardware | [ID 875] - Chapa de acero (Aislamiento) | [ID 875] - Plate (Liner) | 3571 | 23MBR305 | Stack+Diffusor+Diverter | 2 | PCE | Germany | [6 empty] | 2323 | S-2323-0025-A-23-3571-00263591-N | 9681 | 8307.11 | 10.74 | 560 | 220 | 210 | 11744-1000-23 | 22729770 | 730890 | N | N
Polo | Braden-Europe B.V. HEERLEN | TPMC | Ductos de pila de piezas de campo y hardware | Stack Ducts field parts and hardware | [ID 876] - Chapa doblado | [ID 876] - Bended Plate | 3571 | 23MBR305 | Stack+Diffusor+Diverter | 4 | PCE | Germany | [6 empty] | 2323 | S-2323-0025-A-23-3571-00263591-N | 9681 | 8307.11 | 41.72 | 560 | 220 | 210 | 11744-1000-23 | 22729771 | 732690 | N | N
Polo | Braden-Europe B.V. HEERLEN | TPMC | Ductos de pila de piezas de campo y hardware | Stack Ducts field parts and hardware | [ID 877] - Chapa doblado | [ID 877] - Bended Plate | 3571 | 23MBR305 | Stack+Diffusor+Diverter | 4 | PCE | Germany | [6 empty] | 2323 | S-2323-0025-A-23-3571-00263591-N | 9681 | 8307.11 | 48.93 | 560 | 220 | 210 | 11744-1000-23 | 22729772 | 732690 | N | N
Polo | Braden-Europe B.V. HEERLEN | TPMC | Ductos de pila de piezas de campo y hardware | Stack Ducts field parts and hardware | [ID 878] - Chapa doblado | [ID 878] - Bended Plate | 3571 | 23MBR305 | Stack+Diffusor+Diverter | 4 | PCE | Germany | [6 empty] | 2323 | S-2323-0025-A-23-3571-00263591-N | 9681 | 8307.11 | 41.59 | 560 | 220 | 210 | 11744-1000-23 | 22729773 | 732690 | N | N
Polo | Braden-Europe B.V. HEERLEN | TPMC | Ductos de pila de piezas de campo y hardware | Stack Ducts field parts and hardware | [ID 879] - Chapa doblado | [ID 879] - Bended Plate | 3571 | 23MBR305 | Stack+Diffusor+Diverter | 2 | PCE | Germany | [6 empty] | 2323 | S-2323-0025-A-23-3571-00263591-N | 9681 | 8307.11 | 11.46 | 560 | 220 | 210 | 11744-1000-23 | 22729774 | 732690 | N | N
Polo | Braden-Europe B.V. HEERLEN | TPMC | Ductos de pila de piezas de campo y hardware | Stack Ducts field parts and hardware | [ID 880] - Chapa doblado (Aislamiento) | [ID 880] - Bended Plate (Liner) | 3571 | 23MBR305 | Stack+Diffusor+Diverter | 2 | PCE | Germany | [6 empty] | 2323 | S-2323-0025-A-23-3571-00263591-N | 9681 | 8307.11 | 13.48 | 560 | 220 | 210 | 11744-1000-23 | 22729775 | 732690 | N | N
Polo | Braden-Europe B.V. HEERLEN | TPMC | Ductos de pila de piezas de campo y hardware | Stack Ducts field parts and hardware | [ID 881] - Chapa doblado (Aislamiento) | [ID 881] - Bended Plate (Liner) | 3571 | 23MBR305 | Stack+Diffusor+Diverter | 2 | PCE | Germany | [6 empty] | 2323 | S-2323-0025-A-23-3571-00263591-N | 9681 | 8307.11 | 13.48 | 560 | 220 | 210 | 11744-1000-23 | 22729776 | 732690 | N | N
Polo | Braden-Europe B.V. HEERLEN | TPMC | Ductos de pila de piezas de campo y hardware | Stack Ducts field parts and hardware | [ID 883] - Arandela A 17 (incl. 10% extra) | [ID 883] - Washer A 17 (incl. 10% extra) | 3571 | 23MBR305 | Stack+Diffusor+Diverter | 27 | PCE | Germany | [6 empty] | 2323 | S-2323-0025-A-23-3571-00263591-N | 9681 | 8307.11 | 0.3 | 560 | 220 | 210 | 11744-1000-23 | 22729777 | 731822 | N | N
Polo | Braden-Europe B.V. HEERLEN | TPMC | Ductos de pila de piezas de campo y hardware | Stack Ducts field parts and hardware | [ID 884] - Arandela cuadrado 17.5 (incl. 10% extra) | [ID 884] - Square Beveled Washer 17.5 (incl. 10% extra) | 3571 | 23MBR305 | Stack+Diffusor+Diverter | 44 | PCE | Germany | [6 empty] | 2323 | S-2323-0025-A-23-3571-00263591-N | 9681 | 8307.11 | 1.35 | 560 | 220 | 210 | 11744-1000-23 | 22729778 | 731822 | N | N
Polo | Braden-Europe B.V. HEERLEN | TPMC | Ductos de pila de piezas de campo y hardware | Stack Ducts field parts and hardware | [ID 885] - Arandela A 17 (incl. 10% extra) | [ID 885] - Washer 17 (incl. 10% extra) | 3571 | 23MBR305 | Stack+Diffusor+Diverter | 150 | PCE | Germany | [6 empty] | 2323 | S-2323-0025-A-23-3571-00263591-N | 9681 | 8307.11 | 6.13 | 560 | 220 | 210 | 11744-1000-23 | 22729779 | 731822 | N | N
Polo | Braden-Europe B.V. HEERLEN | TPMC | Ductos de pila de piezas de campo y hardware | Stack Ducts field parts and hardware | [ID 886] - Tornillo hexagonal M16 (incl. 10% extra) | [ID 886] - Hex-Head Bolt M16 (incl. 10% extra) | 3571 | 23MBR305 | Stack+Diffusor+Diverter | 22 | PCE | Germany | [6 empty] | 2323 | S-2323-0025-A-23-3571-00263591-N | 9681 | 8307.11 | 2.2 | 560 | 220 | 210 | 11744-1000-23 | 22729780 | 731815 | N | N
Polo | Braden-Europe B.V. HEERLEN | TPMC | Ductos de pila de piezas de campo y hardware | Stack Ducts field parts and hardware | [ID 887] - Tornillo hexagonal DIN 933 - M16 x 50 - 8.8 Galv. (incl. 10% extra) | [ID 887] - Hex-Head Bolt DIN 933 - M16 x 50 - 8.8 Galv. (incl. 10% extra) | 3571 | 23MBR305 | Stack+Diffusor+Diverter | 66 | PCE | Germany | [6 empty] | 2323 | S-2323-0025-A-23-3571-00263591-N | 9681 | 8307.11 | 7.65 | 560 | 220 | 210 | 11744-1000-23 | 22729781 | 731815 | N | N
Polo | Braden-Europe B.V. HEERLEN | TPMC | Ductos de pila de piezas de campo y hardware | Stack Ducts field parts and hardware | [ID 888] - Tornillo hexagonal DIN 933 - M16 x 65 - 8.8 Galv. (incl. 10% extra) | [ID 888] - Hex-Head Bolt DIN 933 - M16 x 65 - 8.8 Galv. (incl. 10% extra) | 3571 | 23MBR305 | Stack+Diffusor+Diverter | 44 | PCE | Germany | [6 empty] | 2323 | S-2323-0025-A-23-3571-00263591-N | 9681 | 8307.11 | 6.14 | 560 | 220 | 210 | 11744-1000-23 | 22729782 | 731815 | N | N
Polo | Braden-Europe B.V. HEERLEN | TPMC | Ductos de pila de piezas de campo y hardware | Stack Ducts field parts and hardware | [ID 908] - Arandela (M12) ø 100 mm / 14 mm t= 3 mm | [ID 908] - Washer (M12) ø 100 mm / 14 mm t= 3 mm | 3571 | 23MBR305 | Stack+Diffusor+Diverter | 20 | PCE | Germany | [6 empty] | 2323 | S-2323-0025-A-23-3571-00263591-N | 9681 | 8307.11 | 3.56 | 560 | 220 | 210 | 11744-1000-23 | 22729783 | 731822 | N | N
Polo | Braden-Europe B.V. HEERLEN | TPMC | Ductos de pila de piezas de campo y hardware | Stack Ducts field parts and hardware | [ID 909] - Ensamblaje (02.L.S.D./U.S.D. GUIDE) 445 mm x 225 mm | [ID 909] - Assembly (02.L.S.D./U.S.D. GUIDE) 445 mm x 225 mm | 3571 | 23MBR305 | Stack+Diffusor+Diverter | 4 | PCE | Germany | [6 empty] | 2323 | S-2323-0025-A-23-3571-00263591-N | 9681 | 8307.11 | 92.16 | 560 | 220 | 210 | 11744-1000-23 | 22729784 | 730890 | N | N
Polo | Braden-Europe B.V. HEERLEN | TPMC | Ductos de pila de piezas de campo y hardware | Stack Ducts field parts and hardware | [ID 910] - Arandela 80x80x6 | [ID 910] - WASHER 80x80 80 mm x 6 mm | 3571 | 23MBR305 | Stack+Diffusor+Diverter | 20 | PCE | Germany | [6 empty] | 2323 | S-2323-0025-A-23-3571-00263591-N | 9681 | 8307.11 | 5.71 | 560 | 220 | 210 | 11744-1000-23 | 22729785 | 731822 | N | N
Polo | Braden-Europe B.V. HEERLEN | TPMC | Ductos de pila de piezas de campo y hardware | Stack Ducts field parts and hardware | [ID 911] - Ensamblaje (Aislamiento) 438 mm x 374 mm | [ID 911] - Assembly (LINER ASS.) 438 mm x 374 mm | 3571 | 23MBR305 | Stack+Diffusor+Diverter | 2 | PCE | Germany | [6 empty] | 2323 | S-2323-0025-A-23-3571-00263591-N | 9681 | 8307.11 | 15.97 | 560 | 220 | 210 | 11744-1000-23 | 22729786 | 730890 | N | N
Polo | Braden-Europe B.V. HEERLEN | TPMC | Ductos de pila de piezas de campo y hardware | Stack Ducts field parts and hardware | [ID 912] - Ensamblaje (Aislamiento) 438 mm x 374 mm | [ID 912] - Assembly (LINER ASS.) 438 mm x 374 mm | 3571 | 23MBR305 | Stack+Diffusor+Diverter | 2 | PCE | Germany | [6 empty] | 2323 | S-2323-0025-A-23-3571-00263591-N | 9681 | 8307.11 | 15.97 | 560 | 220 | 210 | 11744-1000-23 | 22729787 | 730890 | N | N
Polo | Braden-Europe B.V. HEERLEN | TPMC | Ductos de pila de piezas de campo y hardware | Stack Ducts field parts and hardware | [ID 913] - Chapa doblado 480 mm x 3 mm | [ID 913] - Bended Plate 480 mm x 3 mm | 3571 | 23MBR305 | Stack+Diffusor+Diverter | 4 | PCE | Germany | [6 empty] | 2323 | S-2323-0025-A-23-3571-00263591-N | 9681 | 8307.11 | 92.15 | 560 | 220 | 210 | 11744-1000-23 | 22729788 | 732690 | N | N
Polo | Braden-Europe B.V. HEERLEN | TPMC | Ductos de pila de piezas de campo y hardware | Stack Ducts field parts and hardware | [ID 914] - Chapa doblado (Aislamiento) 374 mm x 213 mm | [ID 914] - Bended Plate (Liner) 374 mm x 213 mm | 3571 | 23MBR305 | Stack+Diffusor+Diverter | 2 | PCE | Germany | [6 empty] | 2323 | S-2323-0025-A-23-3571-00263591-N | 9681 | 8307.11 | 55 | 560 | 220 | 210 | 11744-1000-23 | 22729789 | 732690 | N | N
Polo | Braden-Europe B.V. HEERLEN | TPMC | Ductos de pila de piezas de campo y hardware | Stack Ducts field parts and hardware | [ID 915] - Chapa doblado (Aislamiento) 374 mm x 213 mm | [ID 915] - Bended Plate (Liner) 374 mm x 213 mm | 3571 | 23MBR305 | Stack+Diffusor+Diverter | 2 | PCE | Germany | [6 empty] | 2323 | S-2323-0025-A-23-3571-00263591-N | 9681 | 8307.11 | 55 | 560 | 220 | 210 | 11744-1000-23 | 22729790 | 732690 | N | N
Polo | Braden-Europe B.V. HEERLEN | TPMC | Ductos de pila de piezas de campo y hardware | Stack Ducts field parts and hardware | [ID 916] - Tuerca hexagonal M12 | [ID 916] - Hex Nut M12 | 3571 | 23MBR305 | Stack+Diffusor+Diverter | 56 | PCE | Germany | [6 empty] | 2323 | S-2323-0025-A-23-3571-00263591-N | 9681 | 8307.11 | 0.96 | 560 | 220 | 210 | 11744-1000-23 | 22729811 | 731816 | N | N
Polo | Braden-Europe B.V. HEERLEN | TPMC | Ductos de pila de piezas de campo y hardware | Stack Ducts field parts and hardware | [ID 917] - Tuerca hexagonal M20 | [ID 917] - Hex Nut M20 | 3571 | 23MBR305 | Stack+Diffusor+Diverter | 16 | PCE | Germany | [6 empty] | 2323 | S-2323-0025-A-23-3571-00263591-N | 9681 | 8307.11 | 1.04 | 560 | 220 | 210 | 11744-1000-23 | 22729812 | 731816 | N | N
Polo | Braden-Europe B.V. HEERLEN | TPMC | Ductos de pila de piezas de campo y hardware | Stack Ducts field parts and hardware | [ID 922] - Ensamblaje (01.L.S.D./U.S.D. GUIDE) | [ID 922] - Assembly (01.L.S.D./U.S.D. GUIDE) | 3571 | 23MBR305 | Stack+Diffusor+Diverter | 12 | PCE | Germany | [6 empty] | 2323 | S-2323-0025-A-23-3571-00263591-N | 9681 | 8307.11 | 303.08 | 560 | 220 | 210 | 11744-1000-23 | 22729813 | 730890 | N | N
Polo | Braden-Europe B.V. HEERLEN | TPMC | Ductos de pila de piezas de campo y hardware | Stack Ducts field parts and hardware | [ID 923] - Ensamblaje (02.L.S.D./U.S.D. GUIDE) | [ID 923] - Assembly (02.L.S.D./U.S.D. GUIDE) | 3571 | 23MBR305 | Stack+Diffusor+Diverter | 4 | PCE | Germany | [6 empty] | 2323 | S-2323-0025-A-23-3571-00263591-N | 9681 | 8307.11 | 92.16 | 560 | 220 | 210 | 11744-1000-23 | 22729814 | 730890 | N | N
Polo | Braden-Europe B.V. HEERLEN | TPMC | Ductos de pila de piezas de campo y hardware | Stack Ducts field parts and hardware | [ID 924] - Chapa de acero (Aislamiento) | [ID 924] - Plate (Liner) | 3571 | 23MBR305 | Stack+Diffusor+Diverter | 14 | PCE | Germany | [6 empty] | 2323 | S-2323-0025-A-23-3571-00263591-N | 9681 | 8307.11 | 92.68 | 560 | 220 | 210 | 11744-1000-23 | 22729815 | 730890 | N | N
Polo | Braden-Europe B.V. HEERLEN | TPMC | Ductos de pila de piezas de campo y hardware | Stack Ducts field parts and hardware | [ID 925] - Chapa de acero (Aislamiento) | [ID 925] - Plate (Liner) | 3571 | 23MBR305 | Stack+Diffusor+Diverter | 12 | PCE | Germany | [6 empty] | 2323 | S-2323-0025-A-23-3571-00263591-N | 9681 | 8307.11 | 52.49 | 560 | 220 | 210 | 11744-1000-23 | 22729816 | 730890 | N | N
Polo | Braden-Europe B.V. HEERLEN | TPMC | Ductos de pila de piezas de campo y hardware | Stack Ducts field parts and hardware | [ID 926] - Chapa de acero (Aislamiento) | [ID 926] - Plate (Liner) | 3571 | 23MBR305 | Stack+Diffusor+Diverter | 4 | PCE | Germany | [6 empty] | 2323 | S-2323-0025-A-23-3571-00263591-N | 9681 | 8307.11 | 14.69 | 560 | 220 | 210 | 11744-1000-23 | 22729817 | 730890 | N | N
Polo | Braden-Europe B.V. HEERLEN | TPMC | Ductos de pila de piezas de campo y hardware | Stack Ducts field parts and hardware | [ID 927] - Chapa doblado (Chapa perforada) | [ID 927] - Bended Plate (PERFORATED PLATE) | 3571 | 23MBR305 | Stack+Diffusor+Diverter | 12 | PCE | Germany | [6 empty] | 2323 | S-2323-0025-A-23-3571-00263591-N | 9681 | 8307.11 | 141.12 | 560 | 220 | 210 | 11744-1000-23 | 22729818 | 732690 | N | N
Polo | Braden-Europe B.V. HEERLEN | TPMC | Ductos de pila de piezas de campo y hardware | Stack Ducts field parts and hardware | [ID 928] - Chapa doblado (Chapa perforada) | [ID 928] - Bended Plate (PERFORATED PLATE) | 3571 | 23MBR305 | Stack+Diffusor+Diverter | 2 | PCE | Germany | [6 empty] | 2323 | S-2323-0025-A-23-3571-00263591-N | 9681 | 8307.11 | 11.16 | 560 | 220 | 210 | 11744-1000-23 | 22729819 | 732690 | N | N
Polo | Braden-Europe B.V. HEERLEN | TPMC | Ductos de pila de piezas de campo y hardware | Stack Ducts field parts and hardware | [ID 929] - Chapa doblado (Aislamiento) 374 mm x 213 mm | [ID 929] - Bended Plate (Liner) 374 mm x 213 mm | 3571 | 23MBR305 | Stack+Diffusor+Diverter | 4 | PCE | Germany | [6 empty] | 2323 | S-2323-0025-A-23-3571-00263591-N | 9681 | 8307.11 | 21.27 | 560 | 220 | 210 | 11744-1000-23 | 22729820 | 732690 | N | N
Polo | Braden-Europe B.V. HEERLEN | TPMC | Ductos de pila de piezas de campo y hardware | Stack Ducts field parts and hardware | [ID 930] - Almohada aislamiento acústico | [ID 930] - ACOUSTICAL INSULATION PILLOW | 3571 | 23MBR305 | Stack+Diffusor+Diverter | 12 | PCE | Germany | [6 empty] | 2323 | S-2323-0025-A-23-3571-00263591-N | 9681 | 8307.11 | 256.8 | 560 | 220 | 210 | 11744-1000-23 | 22729821 | 701939 | N | N
Polo | Braden-Europe B.V. HEERLEN | TPMC | Ductos de pila de piezas de campo y hardware | Stack Ducts field parts and hardware | [ID 931] - Almohada aislamiento acústico | [ID 931] - ACOUSTICAL INSULATION PILLOW | 3571 | 23MBR305 | Stack+Diffusor+Diverter | 2 | PCE | Germany | [6 empty] | 2323 | S-2323-0025-A-23-3571-00263591-N | 9681 | 8307.11 | 42.8 | 560 | 220 | 210 | 11744-1000-23 | 22729822 | 701939 | N | N
Polo | Braden-Europe B.V. HEERLEN | TPMC | Ductos de pila de piezas de campo y hardware | Stack Ducts field parts and hardware | [ID 932] - Compuesto fibra | [ID 932] - COMPOUND | 3571 | 23MBR305 | Stack+Diffusor+Diverter | 12 | PCE | Germany | [6 empty] | 2323 | S-2323-0025-A-23-3571-00263591-N | 9681 | 8307.11 | 10.8 | 560 | 220 | 210 | 11744-1000-23 | 22729823 | 701939 | N | N
Polo | Braden-Europe B.V. HEERLEN | TPMC | Ductos de pila de piezas de campo y hardware | Stack Ducts field parts and hardware | [ID 933] - Compuesto fibra | [ID 933] - COMPOUND | 3571 | 23MBR305 | Stack+Diffusor+Diverter | 2 | PCE | Germany | [6 empty] | 2323 | S-2323-0025-A-23-3571-00263591-N | 9681 | 8307.11 | 1.8 | 560 | 220 | 210 | 11744-1000-23 | 22729824 | 701939 | N | N
Polo | Braden-Europe B.V. HEERLEN | TPMC | Ductos de pila de piezas de campo y hardware | Stack Ducts field parts and hardware | [ID 936] - Arandela A 17 (incl. 10% extra) | [ID 936] - Washer A 17 (incl. 10% extra) | 3571 | 23MBR305 | Stack+Diffusor+Diverter | 27 | PCE | Germany | [6 empty] | 2323 | S-2323-0025-A-23-3571-00263591-N | 9681 | 8307.11 | 0.3 | 560 | 220 | 210 | 11744-1000-23 | 22729825 | 731822 | N | N
Polo | Braden-Europe B.V. HEERLEN | TPMC | Ductos de pila de piezas de campo y hardware | Stack Ducts field parts and hardware | [ID 937] - Arandela cuadrado 17.5 (incl. 10% extra) | [ID 937] - Square Beveled Washer 17.5 (incl. 10% extra) | 3571 | 23MBR305 | Stack+Diffusor+Diverter | 27 | PCE | Germany | [6 empty] | 2323 | S-2323-0025-A-23-3571-00263591-N | 9681 | 8307.11 | 0.83 | 560 | 220 | 210 | 11744-1000-23 | 22729826 | 731822 | N | N
Polo | Braden-Europe B.V. HEERLEN | TPMC | Ductos de pila de piezas de campo y hardware | Stack Ducts field parts and hardware | [ID 938] - Arandela A 17 (incl. 10% extra) | [ID 938] - Washer 17 (incl. 10% extra) | 3571 | 23MBR305 | Stack+Diffusor+Diverter | 150 | PCE | Germany | [6 empty] | 2323 | S-2323-0025-A-23-3571-00263591-N | 9681 | 8307.11 | 6.13 | 560 | 220 | 210 | 11744-1000-23 | 22729827 | 731822 | N | N
Polo | Braden-Europe B.V. HEERLEN | TPMC | Ductos de pila de piezas de campo y hardware | Stack Ducts field parts and hardware | [ID 939] - Tornillo hexagonal M16 (incl. 10% extra) | [ID 939] - Hex-Head Bolt M16 (incl. 10% extra) | 3571 | 23MBR305 | Stack+Diffusor+Diverter | 22 | PCE | Germany | [6 empty] | 2323 | S-2323-0025-A-23-3571-00263591-N | 9681 | 8307.11 | 2.2 | 560 | 220 | 210 | 11744-1000-23 | 22729828 | 731815 | N | N
Polo | Braden-Europe B.V. HEERLEN | TPMC | Ductos de pila de piezas de campo y hardware | Stack Ducts field parts and hardware | [ID 940] - Tornillo hexagonal M16 (incl. 10% extra) | [ID 940] - Hex-Head Bolt M16 (incl. 10% extra) | 3571 | 23MBR305 | Stack+Diffusor+Diverter | 75 | PCE | Germany | [6 empty] | 2323 | S-2323-0025-A-23-3571-00263591-N | 9681 | 8307.11 | 8.69 | 560 | 220 | 210 | 11744-1000-23 | 22729829 | 731815 | N | N
Polo | Braden-Europe B.V. HEERLEN | TPMC | Ductos de pila de piezas de campo y hardware | Stack Ducts field parts and hardware | [ID 941] - Tornillo hexagonal DIN 933 - M16 x 65 - 8.8 Galv. (incl. 10% extra) | [ID 941] - Hex-Head Bolt DIN 933 - M16 x 65 - 8.8 Galv. (incl. 10% extra) | 3571 | 23MBR305 | Stack+Diffusor+Diverter | 27 | PCE | Germany | [6 empty] | 2323 | S-2323-0025-A-23-3571-00263591-N | 9681 | 8307.11 | 3.77 | 560 | 220 | 210 | 11744-1000-23 | 22729830 | 731815 | N | N
Polo | Braden-Europe B.V. HEERLEN | TPMC | Ductos de pila de piezas de campo y hardware | Stack Ducts field parts and hardware | [ID 942] -Tuerca hexagonal M16 (incl. 10% extra) | [ID 942] - Hex Nut M16 (incl. 10% extra) | 3571 | 23MBR305 | Stack+Diffusor+Diverter | 124 | PCE | Germany | [6 empty] | 2323 | S-2323-0025-A-23-3571-00263591-N | 9681 | 8307.11 | 4.27 | 560 | 220 | 210 | 11744-1000-23 | 22729831 | 731816 | N | N
Polo | Braden-Europe B.V. HEERLEN | TPMC | Ductos de pila de piezas de campo y hardware | Stack Ducts field parts and hardware | [ID 958] - Ensamblaje (02.L.S.D./U.S.D. GUIDE) 240 mm x 210 mm | [ID 958] - Assembly (02.L.S.D./U.S.D. GUIDE) 240 mm x 210 mm | 3571 | 23MBR305 | Stack+Diffusor+Diverter | 4 | PCE | Germany | [6 empty] | 2323 | S-2323-0025-A-23-3571-00263591-N | 9681 | 8307.11 | 64.5 | 560 | 220 | 210 | 11744-1000-23 | 22729471 | 732690 | N | N
Polo | Braden-Europe B.V. HEERLEN | TPMC | Ductos de pila de piezas de campo y hardware | Stack Ducts field parts and hardware | [ID 959] - Chapa doblado (Aislamiento) 374 mm x 243 mm | [ID 959] - Bended Plate (Liner) 374 mm x 243 mm | 3571 | 23MBR305 | Stack+Diffusor+Diverter | 4 | PCE | Germany | [6 empty] | 2323 | S-2323-0025-A-23-3571-00263591-N | 9681 | 8307.11 | 124.28 | 560 | 220 | 210 | 11744-1000-23 | 22729492 | 732690 | N | N
Polo | Braden-Europe B.V. HEERLEN | TPMC | Ductos de pila de piezas de campo y hardware | Stack Ducts field parts and hardware | [ID 965] - Chapa doblado | [ID 965] - Bended Plate | 3571 | 23MBR305 | Stack+Diffusor+Diverter | 2 | PCE | Germany | [6 empty] | 2323 | S-2323-0025-A-23-3571-00263591-N | 9681 | 8307.11 | 10.63 | 560 | 220 | 210 | 11744-1000-23 | 22729493 | 732690 | N | N
Polo | Braden-Europe B.V. HEERLEN | TPMC | Ductos de pila de piezas de campo y hardware | Stack Ducts field parts and hardware | [ID 966] - Chapa doblado | [ID 966] - Bended Plate | 3571 | 23MBR305 | Stack+Diffusor+Diverter | 14 | PCE | Germany | [6 empty] | 2323 | S-2323-0025-A-23-3571-00263591-N | 9681 | 8307.11 | 138.29 | 560 | 220 | 210 | 11744-1000-23 | 22729494 | 732690 | N | N
Polo | Braden-Europe B.V. HEERLEN | TPMC | Ductos de pila de piezas de campo y hardware | Stack Ducts field parts and hardware | [ID 967] - Chapa de acero (Aislamiento) | [ID 967] - Plate (Liner) | 3571 | 23MBR305 | Stack+Diffusor+Diverter | 12 | PCE | Germany | [6 empty] | 2323 | S-2323-0025-A-23-3571-00263591-N | 9681 | 8307.11 | 135.81 | 560 | 220 | 210 | 11744-1000-23 | 22729495 | 730890 | N | N
Polo | Braden-Europe B.V. HEERLEN | TPMC | Ductos de pila de piezas de campo y hardware | Stack Ducts field parts and hardware | [ID 968] - Chapa de acero (Aislamiento) | [ID 968] - Plate (Liner) | 3571 | 23MBR305 | Stack+Diffusor+Diverter | 2 | PCE | Germany | [6 empty] | 2323 | S-2323-0025-A-23-3571-00263591-N | 9681 | 8307.11 | 10.74 | 560 | 220 | 210 | 11744-1000-23 | 22729496 | 730890 | N | N
Polo | Braden-Europe B.V. HEERLEN | TPMC | Ductos de pila de piezas de campo y hardware | Stack Ducts field parts and hardware | [ID 969] - Chapa doblado (Aislamiento) | [ID 969] - Bended Plate (Liner) | 3571 | 23MBR305 | Stack+Diffusor+Diverter | 2 | PCE | Germany | [6 empty] | 2323 | S-2323-0025-A-23-3571-00263591-N | 9681 | 8307.11 | 12.44 | 560 | 220 | 210 | 11744-1000-23 | 22729497 | 732690 | N | N
Polo | Braden-Europe B.V. HEERLEN | TPMC | Ductos de pila de piezas de campo y hardware | Stack Ducts field parts and hardware | [ID 970] - Chapa doblado (Aislamiento) | [ID 970] - Bended Plate (Liner) | 3571 | 23MBR305 | Stack+Diffusor+Diverter | 2 | PCE | Germany | [6 empty] | 2323 | S-2323-0025-A-23-3571-00263591-N | 9681 | 8307.11 | 12.44 | 560 | 220 | 210 | 11744-1000-23 | 22729498 | 732690 | N | N
Polo | Braden-Europe B.V. HEERLEN | TPMC | Ductos de pila de piezas de campo y hardware | Stack Ducts field parts and hardware | [ID 972] - Arandela A 17 (incl. 10% extra) | [ID 972] - Washer A 17 (incl. 10% extra) | 3571 | 23MBR305 | Stack+Diffusor+Diverter | 27 | PCE | Germany | [6 empty] | 2323 | S-2323-0025-A-23-3571-00263591-N | 9681 | 8307.11 | 0.3 | 560 | 220 | 210 | 11744-1000-23 | 22729499 | 731822 | N | N
Polo | Braden-Europe B.V. HEERLEN | TPMC | Ductos de pila de piezas de campo y hardware | Stack Ducts field parts and hardware | [ID 973] - Arandela cuadrado 17.5 (incl. 10% extra) | [ID 973] - Square Beveled Washer 17.5 (incl. 10% extra) | 3571 | 23MBR305 | Stack+Diffusor+Diverter | 27 | PCE | Germany | [6 empty] | 2323 | S-2323-0025-A-23-3571-00263591-N | 9681 | 8307.11 | 0.83 | 560 | 220 | 210 | 11744-1000-23 | 22729500 | 731822 | N | N
Polo | Braden-Europe B.V. HEERLEN | TPMC | Ductos de pila de piezas de campo y hardware | Stack Ducts field parts and hardware | [ID 974] - Arandela A 17 (incl. 10% extra) | [ID 974] - Washer 17 (incl. 10% extra) | 3571 | 23MBR305 | Stack+Diffusor+Diverter | 132 | PCE | Germany | [6 empty] | 2323 | S-2323-0025-A-23-3571-00263591-N | 9681 | 8307.11 | 5.4 | 560 | 220 | 210 | 11744-1000-23 | 22729501 | 731822 | N | N
Polo | Braden-Europe B.V. HEERLEN | TPMC | Ductos de pila de piezas de campo y hardware | Stack Ducts field parts and hardware | [ID 975] - Tornillo hexagonal M16 (incl. 10% extra) | [ID 975] - Hex-Head Bolt M16 (incl. 10% extra) | 3571 | 23MBR305 | Stack+Diffusor+Diverter | 22 | PCE | Germany | [6 empty] | 2323 | S-2323-0025-A-23-3571-00263591-N | 9681 | 8307.11 | 2.2 | 560 | 220 | 210 | 11744-1000-23 | 22729502 | 731815 | N | N
Polo | Braden-Europe B.V. HEERLEN | TPMC | Ductos de pila de piezas de campo y hardware | Stack Ducts field parts and hardware | [ID 976] - Tornillo hexagonal DIN 933 - M16 x 50 - 8.8 Galv. (incl. 10% extra) | [ID 976] - Hex-Head Bolt DIN 933 - M16 x 50 - 8.8 Galv. (incl. 10% extra) | 3571 | 23MBR305 | Stack+Diffusor+Diverter | 66 | PCE | Germany | [6 empty] | 2323 | S-2323-0025-A-23-3571-00263591-N | 9681 | 8307.11 | 7.65 | 560 | 220 | 210 | 11744-1000-23 | 22729503 | 731815 | N | N
Polo | Braden-Europe B.V. HEERLEN | TPMC | Ductos de pila de piezas de campo y hardware | Stack Ducts field parts and hardware | [ID 977] - Tornillo hexagonal DIN 933 - M16 x 55 - 8.8 Galv. (incl. 10% extra) | [ID 977] - Hex-Head Bolt DIN 933 - M16 x 55 - 8.8 Galv. (incl. 10% extra) | 3571 | 23MBR305 | Stack+Diffusor+Diverter | 27 | PCE | Germany | [6 empty] | 2323 | S-2323-0025-A-23-3571-00263591-N | 9681 | 8307.11 | 3.34 | 560 | 220 | 210 | 11744-1000-23 | 22729504 | 731815 | N | N
Polo | Braden-Europe B.V. HEERLEN | TPMC | Ductos de pila de piezas de campo y hardware | Stack Ducts field parts and hardware | [ID 978] -Tuerca M16 (incl. 10% extra) | [ID 978] - Hex Nut M16 (incl. 10% extra) | 3571 | 23MBR305 | Stack+Diffusor+Diverter | 115 | PCE | Germany | [6 empty] | 2323 | S-2323-0025-A-23-3571-00263591-N | 9681 | 8307.11 | 3.96 | 560 | 220 | 210 | 11744-1000-23 | 22729505 | 731816 | N | N
Polo | Braden-Europe B.V. HEERLEN | TPMC | Ductos de pila de piezas de campo y hardware | Stack Ducts field parts and hardware | [ID 993] - Ensamblaje (02.L.S.D./U.S.D. GUIDE) 240 mm x 210 mm | [ID 993] - Assembly (02.L.S.D./U.S.D. GUIDE) 240 mm x 210 mm | 3571 | 23MBR305 | Stack+Diffusor+Diverter | 4 | PCE | Germany | [6 empty] | 2323 | S-2323-0025-A-23-3571-00263591-N | 9681 | 8307.11 | 64.5 | 560 | 220 | 210 | 11744-1000-23 | 22729506 | 732690 | N | N
Polo | Braden-Europe B.V. HEERLEN | TPMC | Ductos de pila de piezas de campo y hardware | Stack Ducts field parts and hardware | [ID 994] - Chapa doblado (Aislamiento) 374 mm x 243 mm | [ID 994] - Bended Plate (Liner) 374 mm x 243 mm | 3571 | 23MBR305 | Stack+Diffusor+Diverter | 4 | PCE | Germany | [6 empty] | 2323 | S-2323-0025-A-23-3571-00263591-N | 9681 | 8307.11 | 136.86 | 560 | 220 | 210 | 11744-1000-23 | 22729507 | 732690 | N | N
Polo | Braden-Europe B.V. HEERLEN | TPMC | Ductos de pila de piezas de campo | Stack Ducts Field Insulation | [ID 818] - Caja aislamiento térmico 38 mm | [ID 818] - BOX 38 mm INSULATION (rho=128 kg/m³) | 3571 | 23MBR305 | Stack+Diffusor+Diverter | 7 | PCE | Germany | [6 empty] | 2323 | S-2323-0026-A-23-3571-00263591-N | 2639 | 1638.9 | 101.5 | 560 | 220 | 210 | 11744-1000-23 | 22729832 | 701939 | N | N
Polo | Braden-Europe B.V. HEERLEN | TPMC | Ductos de pila de piezas de campo | Stack Ducts Field Insulation | [ID 819] - Caja aislamiento térmico 50 mm | [ID 819] - BOX 50 mm INSULATION (rho=128 kg/m³) | 3571 | 23MBR305 | Stack+Diffusor+Diverter | 6 | PCE | Germany | [6 empty] | 2323 | S-2323-0026-A-23-3571-00263591-N | 2639 | 1638.9 | 87 | 560 | 220 | 210 | 11744-1000-23 | 22729833 | 701939 | N | N
Polo | Braden-Europe B.V. HEERLEN | TPMC | Ductos de pila de piezas de campo | Stack Ducts Field Insulation | [ID 828] - Caja aislamiento térmico 38 mm | [ID 828] - BOX 38 mm INSULATION (rho=128 kg/m³) | 3571 | 23MBR305 | Stack+Diffusor+Diverter | 9 | PCE | Germany | [6 empty] | 2323 | S-2323-0026-A-23-3571-00263591-N | 2639 | 1638.9 | 130.7 | 560 | 220 | 210 | 11744-1000-23 | 22729834 | 701939 | N | N
Polo | Braden-Europe B.V. HEERLEN | TPMC | Ductos de pila de piezas de campo | Stack Ducts Field Insulation | [ID 829] - Caja aislamiento térmico 50 mm | [ID 829] - BOX 50 mm INSULATION (rho=128 kg/m³) | 3571 | 23MBR305 | Stack+Diffusor+Diverter | 8 | PCE | Germany | [6 empty] | 2323 | S-2323-0026-A-23-3571-00263591-N | 2639 | 1638.9 | 116.2 | 560 | 220 | 210 | 11744-1000-23 | 22729835 | 701939 | N | N
Polo | Braden-Europe B.V. HEERLEN | TPMC | Ductos de pila de piezas de campo | Stack Ducts Field Insulation | [ID 860] Aislamiento térmico 1½" 610 mm x 38 mm | [ID 860] - INSULATION MATERIAL 1½" 610 mm x 38 mm | 3571 | 23MBR305 | Stack+Diffusor+Diverter | 13 | PCE | Germany | [6 empty] | 2323 | S-2323-0026-A-23-3571-00263591-N | 2639 | 1638.9 | 188.5 | 560 | 220 | 210 | 11744-1000-23 | 22729836 | 701939 | N | N
Polo | Braden-Europe B.V. HEERLEN | TPMC | Ductos de pila de piezas de campo | Stack Ducts Field Insulation | [ID 861] Aislamiento térmico 2" 610 mm x 50.8 mm | [ID 861] - INSULATION MATERIAL 2" 610 mm x 50.8 mm | 3571 | 23MBR305 | Stack+Diffusor+Diverter | 5 | PCE | Germany | [6 empty] | 2323 | S-2323-0026-A-23-3571-00263591-N | 2639 | 1638.9 | 72.5 | 560 | 220 | 210 | 11744-1000-23 | 22729837 | 701939 | N | N
Polo | Braden-Europe B.V. HEERLEN | TPMC | Ductos de pila de piezas de campo | Stack Ducts Field Insulation | [ID 872] - Aislamiento térmico 1½" 610 mm x 38 mm | [ID 872] - INSULATION MATERIAL 1½" 610 mm x 38 mm | 3571 | 23MBR305 | Stack+Diffusor+Diverter | 11 | PCE | Germany | [6 empty] | 2323 | S-2323-0026-A-23-3571-00263591-N | 2639 | 1638.9 | 159.5 | 560 | 220 | 210 | 11744-1000-23 | 22729838 | 701939 | N | N
Polo | Braden-Europe B.V. HEERLEN | TPMC | Ductos de pila de piezas de campo | Stack Ducts Field Insulation | [ID 873] - Aislamiento térmico 2" 610 mm x 50.8 mm | [ID 873] - INSULATION MATERIAL 2" 610 mm x 50.8 mm | 3571 | 23MBR305 | Stack+Diffusor+Diverter | 6 | PCE | Germany | [6 empty] | 2323 | S-2323-0026-A-23-3571-00263591-N | 2639 | 1638.9 | 87 | 560 | 220 | 210 | 11744-1000-23 | 22729839 | 701939 | N | N
Polo | Braden-Europe B.V. HEERLEN | TPMC | Ductos de pila de piezas de campo | Stack Ducts Field Insulation | [ID 906] Aislamiento térmico 1½" 610 mm x 38 mm | [ID 906] - INSULATION MATERIAL 1½" 610 mm x 38 mm | 3571 | 23MBR305 | Stack+Diffusor+Diverter | 13 | PCE | Germany | [6 empty] | 2323 | S-2323-0026-A-23-3571-00263591-N | 2639 | 1638.9 | 188.5 | 560 | 220 | 210 | 11744-1000-23 | 22729840 | 701939 | N | N
Polo | Braden-Europe B.V. HEERLEN | TPMC | Ductos de pila de piezas de campo | Stack Ducts Field Insulation | [ID 907] Aislamiento térmico 2" 610 mm x 50.8 mm | [ID 907] - INSULATION MATERIAL 2" 610 mm x 50.8 mm | 3571 | 23MBR305 | Stack+Diffusor+Diverter | 5 | PCE | Germany | [6 empty] | 2323 | S-2323-0026-A-23-3571-00263591-N | 2639 | 1638.9 | 72.5 | 560 | 220 | 210 | 11744-1000-23 | 22729841 | 701939 | N | N
Polo | Braden-Europe B.V. HEERLEN | TPMC | Ductos de pila de piezas de campo | Stack Ducts Field Insulation | [ID 920] Aislamiento térmico 1½" 610 mm x 38 mm | [ID 920] - INSULATION MATERIAL 1½" 610 mm x 38 mm | 3571 | 23MBR305 | Stack+Diffusor+Diverter | 11 | PCE | Germany | [6 empty] | 2323 | S-2323-0026-A-23-3571-00263591-N | 2639 | 1638.9 | 159.5 | 560 | 220 | 210 | 11744-1000-23 | 22729842 | 701939 | N | N
Polo | Braden-Europe B.V. HEERLEN | TPMC | Ductos de pila de piezas de campo | Stack Ducts Field Insulation | [ID 921] Aislamiento térmico 2" 610 mm x 50.8 mm | [ID 921] - INSULATION MATERIAL 2" 610 mm x 50.8 mm | 3571 | 23MBR305 | Stack+Diffusor+Diverter | 6 | PCE | Germany | [6 empty] | 2323 | S-2323-0026-A-23-3571-00263591-N | 2639 | 1638.9 | 87 | 560 | 220 | 210 | 11744-1000-23 | 22729843 | 701939 | N | N
Polo | Braden-Europe B.V. HEERLEN | TPMC | Ductos de pila de piezas de campo | Stack Ducts Field Insulation | [ID 956] Aislamiento térmico 1½" 610 mm x 38 mm | [ID 956] - INSULATION MATERIAL 1½" 610 mm x 38 mm | 3571 | 23MBR305 | Stack+Diffusor+Diverter | 13 | PCE | Germany | [6 empty] | 2323 | S-2323-0026-A-23-3571-00263591-N | 2639 | 1638.9 | 188.5 | 560 | 220 | 210 | 11744-1000-23 | 22729844 | 701939 | N | N
Polo | Braden-Europe B.V. HEERLEN | TPMC | Ductos de pila de piezas de campo | Stack Ducts Field Insulation | [ID 1089] - Caja aislamiento térmico 38 mm | [ID 1089] - BOX 38 mm INSULATION (rho=128 kg/m³) | 3571 | 23MBR305 | Stack+Diffusor+Diverter | 3 | PCE | Germany | [6 empty] | 2323 | S-2323-0027-A-23-3571-00263591-N | 2625 | 1625.2 | 44.6 | 560 | 220 | 210 | 11744-1000-23 | 22729852 | 701939 | N | N
Polo | Braden-Europe B.V. HEERLEN | TPMC | Ductos de pila de piezas de campo | Stack Ducts Field Insulation | [ID 1090] - Caja aislamiento térmico 50 mm | [ID 1090] - BOX 50 mm INSULATION (rho=128 kg/m³) | 3571 | 23MBR305 | Stack+Diffusor+Diverter | 5 | PCE | Germany | [6 empty] | 2323 | S-2323-0027-A-23-3571-00263591-N | 2625 | 1625.2 | 72.6 | 560 | 220 | 210 | 11744-1000-23 | 22729853 | 701939 | N | N
Polo | Braden-Europe B.V. HEERLEN | TPMC | Ductos de pila de piezas de campo | Stack Ducts Field Insulation | [ID 1092] Aislamiento térmico 1½" 610 mm x 38 mm | [ID 1092] - INSULATION MATERIAL 1½" 610 mm x 38 mm | 3571 | 23MBR305 | Stack+Diffusor+Diverter | 11 | PCE | Germany | [6 empty] | 2323 | S-2323-0027-A-23-3571-00263591-N | 2625 | 1625.2 | 159.5 | 560 | 220 | 210 | 11744-1000-23 | 22729854 | 701939 | N | N
Polo | Braden-Europe B.V. HEERLEN | TPMC | Ductos de pila de piezas de campo | Stack Ducts Field Insulation | [ID 1093] Aislamiento térmico 2" 610 mm x 50.8 mm | [ID 1093] - INSULATION MATERIAL 2" 610 mm x 50.8 mm | 3571 | 23MBR305 | Stack+Diffusor+Diverter | 5 | PCE | Germany | [6 empty] | 2323 | S-2323-0027-A-23-3571-00263591-N | 2625 | 1625.2 | 72.5 | 560 | 220 | 210 | 11744-1000-23 | 22729855 | 701939 | N | N
Polo | Braden-Europe B.V. HEERLEN | TPMC | Ductos de pila de piezas de campo | Stack Ducts Field Insulation | [ID 1134] Aislamiento térmico 1½" 610 mm x 38 mm | [ID 1134] - INSULATION MATERIAL 1½" 610 mm x 38 mm | 3571 | 23MBR305 | Stack+Diffusor+Diverter | 35 | PCE | Germany | [6 empty] | 2323 | S-2323-0027-A-23-3571-00263591-N | 2625 | 1625.2 | 507.5 | 560 | 220 | 210 | 11744-1000-23 | 22729856 | 701939 | N | N
Polo | Braden-Europe B.V. HEERLEN | TPMC | Ductos de pila de piezas de campo | Stack Ducts Field Insulation | [ID 957] Aislamiento térmico 2" 610 mm x 50.8 mm | [ID 957] - INSULATION MATERIAL 2" 610 mm x 50.8 mm | 3571 | 23MBR305 | Stack+Diffusor+Diverter | 1 | PCE | Germany | [6 empty] | 2323 | S-2323-0027-A-23-3571-00263591-N | 2625 | 1625.2 | 14.5 | 560 | 220 | 210 | 11744-1000-23 | 22729845 | 701939 | N | N
Polo | Braden-Europe B.V. HEERLEN | TPMC | Ductos de pila de piezas de campo | Stack Ducts Field Insulation | [ID 963] Aislamiento térmico 1½" 610 mm x 38 mm | [ID 963] - INSULATION MATERIAL 1½" 610 mm x 38 mm | 3571 | 23MBR305 | Stack+Diffusor+Diverter | 11 | PCE | Germany | [6 empty] | 2323 | S-2323-0027-A-23-3571-00263591-N | 2625 | 1625.2 | 159.5 | 560 | 220 | 210 | 11744-1000-23 | 22729846 | 701939 | N | N
Polo | Braden-Europe B.V. HEERLEN | TPMC | Ductos de pila de piezas de campo | Stack Ducts Field Insulation | [ID 964] Aislamiento térmico 2" 610 mm x 50.8 mm | [ID 964] - INSULATION MATERIAL 2" 610 mm x 50.8 mm | 3571 | 23MBR305 | Stack+Diffusor+Diverter | 6 | PCE | Germany | [6 empty] | 2323 | S-2323-0027-A-23-3571-00263591-N | 2625 | 1625.2 | 87 | 560 | 220 | 210 | 11744-1000-23 | 22729847 | 701939 | N | N
Polo | Braden-Europe B.V. HEERLEN | TPMC | Ductos de pila de piezas de campo | Stack Ducts Field Insulation | [ID 991] Aislamiento térmico 1½" 610 mm x 38 mm | [ID 991] - INSULATION MATERIAL 1½" 610 mm x 38 mm | 3571 | 23MBR305 | Stack+Diffusor+Diverter | 13 | PCE | Germany | [6 empty] | 2323 | S-2323-0027-A-23-3571-00263591-N | 2625 | 1625.2 | 188.5 | 560 | 220 | 210 | 11744-1000-23 | 22729848 | 701939 | N | N
Polo | Braden-Europe B.V. HEERLEN | TPMC | Ductos de pila de piezas de campo | Stack Ducts Field Insulation | [ID 992] Aislamiento térmico 2" 610 mm x 50.8 mm | [ID 992] - INSULATION MATERIAL 2" 610 mm x 50.8 mm | 3571 | 23MBR305 | Stack+Diffusor+Diverter | 5 | PCE | Germany | [6 empty] | 2323 | S-2323-0027-A-23-3571-00263591-N | 2625 | 1625.2 | 72.5 | 560 | 220 | 210 | 11744-1000-23 | 22729849 | 701939 | N | N
Polo | Braden-Europe B.V. HEERLEN | TPMC | Ductos de pila de piezas de campo | Stack Ducts Field Insulation | [ID 998] Aislamiento térmico 1½" 610 mm x 38 mm | [ID 998] - INSULATION MATERIAL 1½" 610 mm x 38 mm | 3571 | 23MBR305 | Stack+Diffusor+Diverter | 11 | PCE | Germany | [6 empty] | 2323 | S-2323-0027-A-23-3571-00263591-N | 2625 | 1625.2 | 159.5 | 560 | 220 | 210 | 11744-1000-23 | 22729850 | 701939 | N | N
Polo | Braden-Europe B.V. HEERLEN | TPMC | Ductos de pila de piezas de campo | Stack Ducts Field Insulation | [ID 999] Aislamiento térmico 2" 610 mm x 50.8 mm | [ID 999] - INSULATION MATERIAL 2" 610 mm x 50.8 mm | 3571 | 23MBR305 | Stack+Diffusor+Diverter | 6 | PCE | Germany | [6 empty] | 2323 | S-2323-0027-A-23-3571-00263591-N | 2625 | 1625.2 | 87 | 560 | 220 | 210 | 11744-1000-23 | 22729851 | 701939 | N | N
Polo | Braden-Europe B.V. HEERLEN | TPMC | Ductos de pila de piezas de campo | Stack Ducts Field Insulation | [ID 1135] Aislamiento térmico 2" 610 mm x 50.8 mm | [ID 1135] - INSULATION MATERIAL 2" 610 mm x 50.8 mm | 3571 | 23MBR305 | Stack+Diffusor+Diverter | 14 | PCE | Germany | [6 empty] | 2323 | S-2323-0028-A-23-3571-00263591-N | 2483 | 1482.6 | 203 | 560 | 220 | 210 | 11744-1000-23 | 22729857 | 701939 | N | N
Polo | Braden-Europe B.V. HEERLEN | TPMC | Ductos de pila de piezas de campo | Stack Ducts Field Insulation | [ID 1140] Aislamiento térmico 1½" 610 mm x 38 mm | [ID 1140] - INSULATION MATERIAL 1½" 610 mm x 38 mm | 3571 | 23MBR305 | Stack+Diffusor+Diverter | 8 | PCE | Germany | [6 empty] | 2323 | S-2323-0028-A-23-3571-00263591-N | 2483 | 1482.6 | 116 | 560 | 220 | 210 | 11744-1000-23 | 22729858 | 701939 | N | N
Polo | Braden-Europe B.V. HEERLEN | TPMC | Ductos de pila de piezas de campo | Stack Ducts Field Insulation | [ID 1141] Aislamiento térmico 2" 610 mm x 50.8 mm | [ID 1141] - INSULATION MATERIAL 2" 610 mm x 50.8 mm | 3571 | 23MBR305 | Stack+Diffusor+Diverter | 4 | PCE | Germany | [6 empty] | 2323 | S-2323-0028-A-23-3571-00263591-N | 2483 | 1482.6 | 58 | 560 | 220 | 210 | 11744-1000-23 | 22729859 | 701939 | N | N
Polo | Braden-Europe B.V. HEERLEN | TPMC | Ductos de pila de piezas de campo | Stack Ducts Field Insulation | [ID 1169] Aislamiento térmico 1½" 610 mm x 38 mm | [ID 1169] - INSULATION MATERIAL 1½" 610 mm x 38 mm | 3571 | 23MBR305 | Stack+Diffusor+Diverter | 20 | PCE | Germany | [6 empty] | 2323 | S-2323-0028-A-23-3571-00263591-N | 2483 | 1482.6 | 290 | 560 | 220 | 210 | 11744-1000-23 | 22729860 | 701939 | N | N
Polo | Braden-Europe B.V. HEERLEN | TPMC | Ductos de pila de piezas de campo | Stack Ducts Field Insulation | [ID 1170] Aislamiento térmico 2" 610 mm x 50.8 mm | [ID 1170] - INSULATION MATERIAL 2" 610 mm x 50.8 mm | 3571 | 23MBR305 | Stack+Diffusor+Diverter | 9 | PCE | Germany | [6 empty] | 2323 | S-2323-0028-A-23-3571-00263591-N | 2483 | 1482.6 | 130.5 | 560 | 220 | 210 | 11744-1000-23 | 22729861 | 701939 | N | N
Polo | Braden-Europe B.V. HEERLEN | TPMC | Ductos de pila de piezas de campo | Stack Ducts Field Insulation | [ID 1177] Aislamiento térmico 1½" 610 mm x 38 mm | [ID 1177] - INSULATION MATERIAL 1½" 610 mm x 38 mm | 3571 | 23MBR305 | Stack+Diffusor+Diverter | 8 | PCE | Germany | [6 empty] | 2323 | S-2323-0028-A-23-3571-00263591-N | 2483 | 1482.6 | 116 | 560 | 220 | 210 | 11744-1000-23 | 22729862 | 701939 | N | N
Polo | Braden-Europe B.V. HEERLEN | TPMC | Ductos de pila de piezas de campo | Stack Ducts Field Insulation | [ID 1178] Aislamiento térmico 2" 610 mm x 50.8 mm | [ID 1178] - INSULATION MATERIAL 2" 610 mm x 50.8 mm | 3571 | 23MBR305 | Stack+Diffusor+Diverter | 4 | PCE | Germany | [6 empty] | 2323 | S-2323-0028-A-23-3571-00263591-N | 2483 | 1482.6 | 58 | 560 | 220 | 210 | 11744-1000-23 | 22729863 | 701939 | N | N
Polo | Braden-Europe B.V. HEERLEN | TPMC | Ductos de pila de piezas de campo | Stack Ducts Field Insulation | [ID 2248] - Caja aislamiento térmico 38 mm | [ID 2248] - BOX 38 mm INSULATION (rho=128 kg/m³) | 3571 | 23MBR305 | Stack+Diffusor+Diverter | 20 | PCE | Germany | [6 empty] | 2323 | S-2323-0028-A-23-3571-00263591-N | 2483 | 1482.6 | 287.6 | 560 | 220 | 210 | 11744-1000-23 | 22729864 | 701939 | N | N
Polo | Braden-Europe B.V. HEERLEN | TPMC | Ductos de pila de piezas de campo | Stack Ducts Field Insulation | [ID 2249] - Caja aislamiento térmico 50 mm | [ID 2249] - BOX 50 mm INSULATION (rho=128 kg/m³) | 3571 | 23MBR305 | Stack+Diffusor+Diverter | 15 | PCE | Germany | [6 empty] | 2323 | S-2323-0028-A-23-3571-00263591-N | 2483 | 1482.6 | 223.5 | 560 | 220 | 210 | 11744-1000-23 | 22729865 | 701939 | N | N
Polo | Braden-Europe B.V. HEERLEN | TPMC | Plataforma y barandilla y escalera y rejas y vigas | Paltform & Handrail & Ladder & Grating & Beams | [ID 1389] - Ensamblaje (la barandilla 01 para plataforma LSC) 1290 x 1148 | [ID 1389] - Assembly (Railing 01 Platform LSC) 1290 x 1148 | 3571 | 23MBR305 | Stack+Diffusor+Diverter | 1 | PCE | Germany | [6 empty] | 2323 | S-2323-0029-A-23-3571-00263591-N | 18539 | 17088.71 | 93.94 | 1500 | 240 | 200 | 11744-1000-23 | 22729873 | 732690 | N | N
Polo | Braden-Europe B.V. HEERLEN | TPMC | Plataforma y barandilla y escalera y rejas y vigas | Paltform & Handrail & Ladder & Grating & Beams | [ID 1457] - Ensamblaje ( la barandilla 03 construcción) 901 x 770 | [ID 1457] - Assembly (Railing 03 Stack Support) 901 x 770 | 3571 | 23MBR305 | Stack+Diffusor+Diverter | 1 | PCE | Germany | [6 empty] | 2323 | S-2323-0029-A-23-3571-00263591-N | 18539 | 17088.71 | 200.82 | 1500 | 240 | 200 | 11744-1000-23 | 22729874 | 730890 | N | N
Polo | Braden-Europe B.V. HEERLEN | TPMC | Plataforma y barandilla y escalera y rejas y vigas | Paltform & Handrail & Ladder & Grating & Beams | [ID 1458] - Ensamblaje ( la barandilla 04 construcción) 1124 x 657 | [ID 1458] - Assembly (Railing 04 Stack Support) 1124 x 657 | 3571 | 23MBR305 | Stack+Diffusor+Diverter | 1 | PCE | Germany | [6 empty] | 2323 | S-2323-0029-A-23-3571-00263591-N | 18539 | 17088.71 | 132.43 | 1500 | 240 | 200 | 11744-1000-23 | 22729875 | 730890 | N | N
Polo | Braden-Europe B.V. HEERLEN | TPMC | Plataforma y barandilla y escalera y rejas y vigas | Paltform & Handrail & Ladder & Grating & Beams | [ID 1461] - Ensamblaje ( la barandilla 02 construcción) 1124 x 538 | [ID 1461] - Assembly (Railing 02 Stack Support) 1124 x 538 | 3571 | 23MBR305 | Stack+Diffusor+Diverter | 1 | PCE | Germany | [6 empty] | 2323 | S-2323-0029-A-23-3571-00263591-N | 18539 | 17088.71 | 31.5 | 1500 | 240 | 200 | 11744-1000-23 | 22729876 | 730890 | N | N
Polo | Braden-Europe B.V. HEERLEN | TPMC | Plataforma y barandilla y escalera y rejas y vigas | Paltform & Handrail & Ladder & Grating & Beams | [ID 1465] - Ensamblaje ( la barandilla 10 construcción) 901 x 770 | [ID 1465] - Assembly (Railing 10 Stack Support) 901 x 770 | 3571 | 23MBR305 | Stack+Diffusor+Diverter | 1 | PCE | Germany | [6 empty] | 2323 | S-2323-0029-A-23-3571-00263591-N | 18539 | 17088.71 | 46.99 | 1500 | 240 | 200 | 11744-1000-23 | 22729877 | 730890 | N | N
Polo | Braden-Europe B.V. HEERLEN | TPMC | Plataforma y barandilla y escalera y rejas y vigas | Paltform & Handrail & Ladder & Grating & Beams | [ID 1466] - Ensamblaje ( la barandilla 11 construcción) 1124 x 610 | [ID 1466] - Assembly (Railing 11 Stack Support) 1124 x 610 | 3571 | 23MBR305 | Stack+Diffusor+Diverter | 1 | PCE | Germany | [6 empty] | 2323 | S-2323-0029-A-23-3571-00263591-N | 18539 | 17088.71 | 31.52 | 1500 | 240 | 200 | 11744-1000-23 | 22729878 | 730890 | N | N
Polo | Braden-Europe B.V. HEERLEN | TPMC | Plataforma y barandilla y escalera y rejas y vigas | Paltform & Handrail & Ladder & Grating & Beams | [ID 1469] - Ensamblaje ( la barandilla 14 construcción) 1262 x 1127 | [ID 1469] - Assembly (Railing 14 Stack Support) 1262 x 1127 | 3571 | 23MBR305 | Stack+Diffusor+Diverter | 1 | PCE | Germany | [6 empty] | 2323 | S-2323-0029-A-23-3571-00263591-N | 18539 | 17088.71 | 55.95 | 1500 | 240 | 200 | 11744-1000-23 | 22729879 | 730890 | N | N
Polo | Braden-Europe B.V. HEERLEN | TPMC | Plataforma y barandilla y escalera y rejas y vigas | Paltform & Handrail & Ladder & Grating & Beams | [ID 1482] - Ensamblaje (la barandilla 01 para plataforma CH) 1269 x 487 | [ID 1482] - Assembly (Railing 01 Platform CH) 1269 x 487 | 3571 | 23MBR305 | Stack+Diffusor+Diverter | 1 | PCE | Germany | [6 empty] | 2323 | S-2323-0029-A-23-3571-00263591-N | 18539 | 17088.71 | 113.11 | 1500 | 240 | 200 | 11744-1000-23 | 22729880 | 732690 | N | N
Polo | Braden-Europe B.V. HEERLEN | TPMC | Plataforma y barandilla y escalera y rejas y vigas | Paltform & Handrail & Ladder & Grating & Beams | [ID 1483] - Ensamblaje (la barandilla 02 para plataforma CH) 1269 x 620 | [ID 1483] - Assembly (Railing 02 Platform CH) 1269 x 620 | 3571 | 23MBR305 | Stack+Diffusor+Diverter | 1 | PCE | Germany | [6 empty] | 2323 | S-2323-0029-A-23-3571-00263591-N | 18539 | 17088.71 | 76.48 | 1500 | 240 | 200 | 11744-1000-23 | 22729881 | 732690 | N | N
Polo | Braden-Europe B.V. HEERLEN | TPMC | Plataforma y barandilla y escalera y rejas y vigas | Paltform & Handrail & Ladder & Grating & Beams | [ID 1484] - Ensamblaje (la barandilla 03 para plataforma CH) 758 x 620 | [ID 1484] - Assembly (Railing 03 Platform CH) 758 x 620 | 3571 | 23MBR305 | Stack+Diffusor+Diverter | 1 | PCE | Germany | [6 empty] | 2323 | S-2323-0029-A-23-3571-00263591-N | 18539 | 17088.71 | 37.45 | 1500 | 240 | 200 | 11744-1000-23 | 22729882 | 732690 | N | N
Polo | Braden-Europe B.V. HEERLEN | TPMC | Plataforma y barandilla y escalera y rejas y vigas | Paltform & Handrail & Ladder & Grating & Beams | [ID 1537] - El pretil de plataforma 14 | [ID 1537] - HANDRAIL 14 | 3571 | 23MBR305 | Stack+Diffusor+Diverter | 1 | PCE | Germany | [6 empty] | 2323 | S-2323-0029-A-23-3571-00263591-N | 18539 | 17088.71 | 56.73 | 1500 | 240 | 200 | 11744-1000-23 | 22729883 | 732690 | N | N
Polo | Braden-Europe B.V. HEERLEN | TPMC | Plataforma y barandilla y escalera y rejas y vigas | Paltform & Handrail & Ladder & Grating & Beams | [ID 1770] - Columna construcción ensemblaje 01 ( 150x240 ) | [ID 1770] - COLUMN ASS. 01 ( 150x240 ) | 3571 | 23MBR305 | Stack+Diffusor+Diverter | 1 | PCE | Germany | [6 empty] | 2323 | S-2323-0029-A-23-3571-00263591-N | 18539 | 17088.71 | 398.2 | 1500 | 240 | 200 | 11744-1000-23 | 22729884 | 732690 | N | N
Polo | Braden-Europe B.V. HEERLEN | TPMC | Plataforma y barandilla y escalera y rejas y vigas | Paltform & Handrail & Ladder & Grating & Beams | [ID 1771] - Columna construcción ensemblaje 02 ( 150x240 ) | [ID 1771] - COLUMN ASS. 02 ( 150x240 ) | 3571 | 23MBR305 | Stack+Diffusor+Diverter | 1 | PCE | Germany | [6 empty] | 2323 | S-2323-0029-A-23-3571-00263591-N | 18539 | 17088.71 | 402.2 | 1500 | 240 | 200 | 11744-1000-23 | 22729885 | 732690 | N | N
Polo | Braden-Europe B.V. HEERLEN | TPMC | Plataforma y barandilla y escalera y rejas y vigas | Paltform & Handrail & Ladder & Grating & Beams | [ID 1772] - Columna construcción ensemblaje 03 ( 150x240 ) | [ID 1772] - COLUMN ASS. 03 ( 150x240 ) | 3571 | 23MBR305 | Stack+Diffusor+Diverter | 1 | PCE | Germany | [6 empty] | 2323 | S-2323-0029-A-23-3571-00263591-N | 18539 | 17088.71 | 402 | 1500 | 240 | 200 | 11744-1000-23 | 22729886 | 732690 | N | N
Polo | Braden-Europe B.V. HEERLEN | TPMC | Plataforma y barandilla y escalera y rejas y vigas | Paltform & Handrail & Ladder & Grating & Beams | [ID 1774] - Columna construcción ensemblaje 05 ( 130x155 ) | [ID 1774] - COLUMN ASS. 05 ( 130x155 ) | 3571 | 23MBR305 | Stack+Diffusor+Diverter | 1 | PCE | Germany | [6 empty] | 2323 | S-2323-0029-A-23-3571-00263591-N | 18539 | 17088.71 | 46.7 | 1500 | 240 | 200 | 11744-1000-23 | 22729887 | 732690 | N | N
Polo | Braden-Europe B.V. HEERLEN | TPMC | Plataforma y barandilla y escalera y rejas y vigas | Paltform & Handrail & Ladder & Grating & Beams | [ID 1775] - Columna construcción ensemblaje 05 ( 130x155 ) | [ID 1775] - COLUMN ASS. 05 ( 130x155 ) | 3571 | 23MBR305 | Stack+Diffusor+Diverter | 1 | PCE | Germany | [6 empty] | 2323 | S-2323-0029-A-23-3571-00263591-N | 18539 | 17088.71 | 46.7 | 1500 | 240 | 200 | 11744-1000-23 | 22729888 | 732690 | N | N
Polo | Braden-Europe B.V. HEERLEN | TPMC | Plataforma y barandilla y escalera y rejas y vigas | Paltform & Handrail & Ladder & Grating & Beams | [ID 1776] - Columna construcción ensemblaje 05 ( 130x155 ) | [ID 1776] - COLUMN ASS. 05 ( 130x155 ) | 3571 | 23MBR305 | Stack+Diffusor+Diverter | 1 | PCE | Germany | [6 empty] | 2323 | S-2323-0029-A-23-3571-00263591-N | 18539 | 17088.71 | 46.7 | 1500 | 240 | 200 | 11744-1000-23 | 22729889 | 732690 | N | N
Polo | Braden-Europe B.V. HEERLEN | TPMC | Plataforma y barandilla y escalera y rejas y vigas | Paltform & Handrail & Ladder & Grating & Beams | [ID 1777] - Columna construcción ensemblaje 05 ( 130x155 ) | [ID 1777] - COLUMN ASS. 05 ( 130x155 ) | 3571 | 23MBR305 | Stack+Diffusor+Diverter | 1 | PCE | Germany | [6 empty] | 2323 | S-2323-0029-A-23-3571-00263591-N | 18539 | 17088.71 | 46.7 | 1500 | 240 | 200 | 11744-1000-23 | 22729890 | 732690 | N | N
Polo | Braden-Europe B.V. HEERLEN | TPMC | Plataforma y barandilla y escalera y rejas y vigas | Paltform & Handrail & Ladder & Grating & Beams | [ID 1778] - Columna construcción ensemblaje 05 ( 130x155 ) | [ID 1778] - COLUMN ASS. 05 ( 130x155 ) | 3571 | 23MBR305 | Stack+Diffusor+Diverter | 1 | PCE | Germany | [6 empty] | 2323 | S-2323-0029-A-23-3571-00263591-N | 18539 | 17088.71 | 46.7 | 1500 | 240 | 200 | 11744-1000-23 | 22729891 | 732690 | N | N
Polo | Braden-Europe B.V. HEERLEN | TPMC | Plataforma y barandilla y escalera y rejas y vigas | Paltform & Handrail & Ladder & Grating & Beams | [ID 1779] - Columna construcción ensemblaje 05 ( 130x155 ) | [ID 1779] - COLUMN ASS. 05 ( 130x155 ) | 3571 | 23MBR305 | Stack+Diffusor+Diverter | 1 | PCE | Germany | [6 empty] | 2323 | S-2323-0029-A-23-3571-00263591-N | 18539 | 17088.71 | 46.7 | 1500 | 240 | 200 | 11744-1000-23 | 22729892 | 732690 | N | N
Polo | Braden-Europe B.V. HEERLEN | TPMC | Plataforma y barandilla y escalera y rejas y vigas | Paltform & Handrail & Ladder & Grating & Beams | [ID 1780] - Columna construcción ensemblaje 05 ( 130x155 ) | [ID 1780] - COLUMN ASS. 05 ( 130x155 ) | 3571 | 23MBR305 | Stack+Diffusor+Diverter | 1 | PCE | Germany | [6 empty] | 2323 | S-2323-0029-A-23-3571-00263591-N | 18539 | 17088.71 | 46.7 | 1500 | 240 | 200 | 11744-1000-23 | 22729893 | 732690 | N | N
Polo | Braden-Europe B.V. HEERLEN | TPMC | Plataforma y barandilla y escalera y rejas y vigas | Paltform & Handrail & Ladder & Grating & Beams | [ID 1781] - Columna construcción ensemblaje 06 ( 130x155 ) | [ID 1781] - COLUMN ASS. 06 ( 130x155 ) | 3571 | 23MBR305 | Stack+Diffusor+Diverter | 1 | PCE | Germany | [6 empty] | 2323 | S-2323-0029-A-23-3571-00263591-N | 18539 | 17088.71 | 46.7 | 1500 | 240 | 200 | 11744-1000-23 | 22729894 | 732690 | N | N
Polo | Braden-Europe B.V. HEERLEN | TPMC | Plataforma y barandilla y escalera y rejas y vigas | Paltform & Handrail & Ladder & Grating & Beams | [ID 1782] - Columna construcción ensemblaje 06 ( 130x155 ) | [ID 1782] - COLUMN ASS. 06 ( 130x155 ) | 3571 | 23MBR305 | Stack+Diffusor+Diverter | 1 | PCE | Germany | [6 empty] | 2323 | S-2323-0029-A-23-3571-00263591-N | 18539 | 17088.71 | 46.7 | 1500 | 240 | 200 | 11744-1000-23 | 22729895 | 732690 | N | N
Polo | Braden-Europe B.V. HEERLEN | TPMC | Plataforma y barandilla y escalera y rejas y vigas | Paltform & Handrail & Ladder & Grating & Beams | [ID 1783] - Columna construcción ensemblaje 06 ( 130x155 ) | [ID 1783] - COLUMN ASS. 06 ( 130x155 ) | 3571 | 23MBR305 | Stack+Diffusor+Diverter | 1 | PCE | Germany | [6 empty] | 2323 | S-2323-0029-A-23-3571-00263591-N | 18539 | 17088.71 | 46.7 | 1500 | 240 | 200 | 11744-1000-23 | 22729896 | 732690 | N | N
Polo | Braden-Europe B.V. HEERLEN | TPMC | Plataforma y barandilla y escalera y rejas y vigas | Paltform & Handrail & Ladder & Grating & Beams | [ID 1784] - Columna construcción ensemblaje 06 ( 130x155 ) | [ID 1784] - COLUMN ASS. 06 ( 130x155 ) | 3571 | 23MBR305 | Stack+Diffusor+Diverter | 1 | PCE | Germany | [6 empty] | 2323 | S-2323-0029-A-23-3571-00263591-N | 18539 | 17088.71 | 46.7 | 1500 | 240 | 200 | 11744-1000-23 | 22729897 | 732690 | N | N
Polo | Braden-Europe B.V. HEERLEN | TPMC | Plataforma y barandilla y escalera y rejas y vigas | Paltform & Handrail & Ladder & Grating & Beams | [ID 1785] - Columna construcción ensemblaje 06 ( 130x155 ) | [ID 1785] - COLUMN ASS. 06 ( 130x155 ) | 3571 | 23MBR305 | Stack+Diffusor+Diverter | 1 | PCE | Germany | [6 empty] | 2323 | S-2323-0029-A-23-3571-00263591-N | 18539 | 17088.71 | 46.7 | 1500 | 240 | 200 | 11744-1000-23 | 22729898 | 732690 | N | N
Polo | Braden-Europe B.V. HEERLEN | TPMC | Plataforma y barandilla y escalera y rejas y vigas | Paltform & Handrail & Ladder & Grating & Beams | [ID 1786] - Columna construcción ensemblaje 06 ( 130x155 ) | [ID 1786] - COLUMN ASS. 06 ( 130x155 ) | 3571 | 23MBR305 | Stack+Diffusor+Diverter | 1 | PCE | Germany | [6 empty] | 2323 | S-2323-0029-A-23-3571-00263591-N | 18539 | 17088.71 | 46.7 | 1500 | 240 | 200 | 11744-1000-23 | 22729899 | 732690 | N | N
Polo | Braden-Europe B.V. HEERLEN | TPMC | Plataforma y barandilla y escalera y rejas y vigas | Paltform & Handrail & Ladder & Grating & Beams | [ID 1787] - Columna construcción ensemblaje 06 ( 130x155 ) | [ID 1787] - COLUMN ASS. 06 ( 130x155 ) | 3571 | 23MBR305 | Stack+Diffusor+Diverter | 1 | PCE | Germany | [6 empty] | 2323 | S-2323-0029-A-23-3571-00263591-N | 18539 | 17088.71 | 46.7 | 1500 | 240 | 200 | 11744-1000-23 | 22729900 | 732690 | N | N
Polo | Braden-Europe B.V. HEERLEN | TPMC | Plataforma y barandilla y escalera y rejas y vigas | Paltform & Handrail & Ladder & Grating & Beams | [ID 1788] - Columna construcción ensemblaje 07 ( 120x125 ) | [ID 1788] - COLUMN ASS. 07 ( 120x125 ) | 3571 | 23MBR305 | Stack+Diffusor+Diverter | 1 | PCE | Germany | [6 empty] | 2323 | S-2323-0029-A-23-3571-00263591-N | 18539 | 17088.71 | 41 | 1500 | 240 | 200 | 11744-1000-23 | 22729901 | 732690 | N | N
Polo | Braden-Europe B.V. HEERLEN | TPMC | Plataforma y barandilla y escalera y rejas y vigas | Paltform & Handrail & Ladder & Grating & Beams | [ID 1789] - Columna construcción ensemblaje 08 ( 120x125 ) | [ID 1789] - COLUMN ASS. 08 ( 120x125 ) | 3571 | 23MBR305 | Stack+Diffusor+Diverter | 1 | PCE | Germany | [6 empty] | 2323 | S-2323-0029-A-23-3571-00263591-N | 18539 | 17088.71 | 40.6 | 1500 | 240 | 200 | 11744-1000-23 | 22729902 | 732690 | N | N
Polo | Braden-Europe B.V. HEERLEN | TPMC | Plataforma y barandilla y escalera y rejas y vigas | Paltform & Handrail & Ladder & Grating & Beams | [ID 1790] - Columna construcción ensemblaje 09 ( 130x220 ) | [ID 1790] - COLUMN ASS. 09 ( 130x220 ) | 3571 | 23MBR305 | Stack+Diffusor+Diverter | 1 | PCE | Germany | [6 empty] | 2323 | S-2323-0029-A-23-3571-00263591-N | 18539 | 17088.71 | 86 | 1500 | 240 | 200 | 11744-1000-23 | 22729903 | 732690 | N | N
Polo | Braden-Europe B.V. HEERLEN | TPMC | Plataforma y barandilla y escalera y rejas y vigas | Paltform & Handrail & Ladder & Grating & Beams | [ID 1791] - Columna construcción ensemblaje 09 ( 130x220 ) | [ID 1791] - COLUMN ASS. 09 ( 130x220 ) | 3571 | 23MBR305 | Stack+Diffusor+Diverter | 1 | PCE | Germany | [6 empty] | 2323 | S-2323-0029-A-23-3571-00263591-N | 18539 | 17088.71 | 86 | 1500 | 240 | 200 | 11744-1000-23 | 22729904 | 732690 | N | N
Polo | Braden-Europe B.V. HEERLEN | TPMC | Plataforma y barandilla y escalera y rejas y vigas | Paltform & Handrail & Ladder & Grating & Beams | [ID 1792] - Columna construcción ensemblaje 10 ( 120x220 ) | [ID 1792] - COLUMN ASS. 10 ( 120x220 ) | 3571 | 23MBR305 | Stack+Diffusor+Diverter | 1 | PCE | Germany | [6 empty] | 2323 | S-2323-0029-A-23-3571-00263591-N | 18539 | 17088.71 | 59.1 | 1500 | 240 | 200 | 11744-1000-23 | 22729905 | 732690 | N | N
Polo | Braden-Europe B.V. HEERLEN | TPMC | Plataforma y barandilla y escalera y rejas y vigas | Paltform & Handrail & Ladder & Grating & Beams | [ID 1793] - Columna construcción ensemblaje 10 ( 120x220 ) | [ID 1793] - COLUMN ASS. 10 ( 120x220 ) | 3571 | 23MBR305 | Stack+Diffusor+Diverter | 1 | PCE | Germany | [6 empty] | 2323 | S-2323-0029-A-23-3571-00263591-N | 18539 | 17088.71 | 59.1 | 1500 | 240 | 200 | 11744-1000-23 | 22729906 | 732690 | N | N
Polo | Braden-Europe B.V. HEERLEN | TPMC | Plataforma y barandilla y escalera y rejas y vigas | Paltform & Handrail & Ladder & Grating & Beams | [ID 1794] - Columna construcción ensemblaje 11 ( 120x220 ) | [ID 1794] - COLUMN ASS. 11 ( 120x220 ) | 3571 | 23MBR305 | Stack+Diffusor+Diverter | 1 | PCE | Germany | [6 empty] | 2323 | S-2323-0029-A-23-3571-00263591-N | 18539 | 17088.71 | 59.1 | 1500 | 240 | 200 | 11744-1000-23 | 22729907 | 732690 | N | N
Polo | Braden-Europe B.V. HEERLEN | TPMC | Plataforma y barandilla y escalera y rejas y vigas | Paltform & Handrail & Ladder & Grating & Beams | [ID 1795] - Columna construcción ensemblaje 11 ( 120x220 ) | [ID 1795] - COLUMN ASS. 11 ( 120x220 ) | 3571 | 23MBR305 | Stack+Diffusor+Diverter | 1 | PCE | Germany | [6 empty] | 2323 | S-2323-0029-A-23-3571-00263591-N | 18539 | 17088.71 | 59.1 | 1500 | 240 | 200 | 11744-1000-23 | 22729908 | 732690 | N | N
Polo | Braden-Europe B.V. HEERLEN | TPMC | Plataforma y barandilla y escalera y rejas y vigas | Paltform & Handrail & Ladder & Grating & Beams | [ID 1796] - Columna construcción ensemblaje 03 ( 150x240 ) | [ID 1796] - COLUMN ASS. 03 ( 150x240 ) | 3571 | 23MBR305 | Stack+Diffusor+Diverter | 1 | PCE | Germany | [6 empty] | 2323 | S-2323-0029-A-23-3571-00263591-N | 18539 | 17088.71 | 402 | 1500 | 240 | 200 | 11744-1000-23 | 22729909 | 732690 | N | N
Polo | Braden-Europe B.V. HEERLEN | TPMC | Plataforma y barandilla y escalera y rejas y vigas | Paltform & Handrail & Ladder & Grating & Beams | [ID 1797] - Columna construcción ensemblaje 12 ( 130x155 ) | [ID 1797] - COLUMN ASS. 12 ( 130x155 ) | 3571 | 23MBR305 | Stack+Diffusor+Diverter | 1 | PCE | Germany | [6 empty] | 2323 | S-2323-0029-A-23-3571-00263591-N | 18539 | 17088.71 | 60.9 | 1500 | 240 | 200 | 11744-1000-23 | 22729910 | 732690 | N | N
Polo | Braden-Europe B.V. HEERLEN | TPMC | Plataforma y barandilla y escalera y rejas y vigas | Paltform & Handrail & Ladder & Grating & Beams | [ID 1798] - Columna construcción ensemblaje 12 ( 130x155 ) | [ID 1798] - COLUMN ASS. 12 ( 130x155 ) | 3571 | 23MBR305 | Stack+Diffusor+Diverter | 1 | PCE | Germany | [6 empty] | 2323 | S-2323-0029-A-23-3571-00263591-N | 18539 | 17088.71 | 60.9 | 1500 | 240 | 200 | 11744-1000-23 | 22729911 | 732690 | N | N
Polo | Braden-Europe B.V. HEERLEN | TPMC | Plataforma y barandilla y escalera y rejas y vigas | Paltform & Handrail & Ladder & Grating & Beams | [ID 1799] - Columna construcción ensemblaje 12 ( 130x155 ) | [ID 1799] - COLUMN ASS. 12 ( 130x155 ) | 3571 | 23MBR305 | Stack+Diffusor+Diverter | 1 | PCE | Germany | [6 empty] | 2323 | S-2323-0029-A-23-3571-00263591-N | 18539 | 17088.71 | 60.9 | 1500 | 240 | 200 | 11744-1000-23 | 22729912 | 732690 | N | N
Polo | Braden-Europe B.V. HEERLEN | TPMC | Plataforma y barandilla y escalera y rejas y vigas | Paltform & Handrail & Ladder & Grating & Beams | [ID 1800] - Columna construcción ensemblaje 13 ( 150x240 ) | [ID 1800] - COLUMN ASS. 13 ( 150x240 ) | 3571 | 23MBR305 | Stack+Diffusor+Diverter | 1 | PCE | Germany | [6 empty] | 2323 | S-2323-0029-A-23-3571-00263591-N | 18539 | 17088.71 | 402.2 | 1500 | 240 | 200 | 11744-1000-23 | 22729913 | 732690 | N | N
Polo | Braden-Europe B.V. HEERLEN | TPMC | Plataforma y barandilla y escalera y rejas y vigas | Paltform & Handrail & Ladder & Grating & Beams | [ID 1801] - Columna construcción ensemblaje 14 ( 150x240 ) | [ID 1801] - COLUMN ASS. 14 ( 150x240 ) | 3571 | 23MBR305 | Stack+Diffusor+Diverter | 1 | PCE | Germany | [6 empty] | 2323 | S-2323-0029-A-23-3571-00263591-N | 18539 | 17088.71 | 397.5 | 1500 | 240 | 200 | 11744-1000-23 | 22729914 | 732690 | N | N
Polo | Braden-Europe B.V. HEERLEN | TPMC | Plataforma y barandilla y escalera y rejas y vigas | Paltform & Handrail & Ladder & Grating & Beams | [ID 1802] - Columna construcción ensemblaje 15 ( 110x220 ) | [ID 1802] - COLUMN ASS. 15 ( 110x220 ) | 3571 | 23MBR305 | Stack+Diffusor+Diverter | 1 | PCE | Germany | [6 empty] | 2323 | S-2323-0029-A-23-3571-00263591-N | 18539 | 17088.71 | 190.3 | 1500 | 240 | 200 | 11744-1000-23 | 22729915 | 732690 | N | N
Polo | Braden-Europe B.V. HEERLEN | TPMC | Plataforma y barandilla y escalera y rejas y vigas | Paltform & Handrail & Ladder & Grating & Beams | [ID 1803] - Columna construcción ensemblaje 16 ( 110x220 ) | [ID 1803] - COLUMN ASS. 16 ( 110x220 ) | 3571 | 23MBR305 | Stack+Diffusor+Diverter | 1 | PCE | Germany | [6 empty] | 2323 | S-2323-0029-A-23-3571-00263591-N | 18539 | 17088.71 | 175.1 | 1500 | 240 | 200 | 11744-1000-23 | 22729916 | 732690 | N | N
Polo | Braden-Europe B.V. HEERLEN | TPMC | Plataforma y barandilla y escalera y rejas y vigas | Paltform & Handrail & Ladder & Grating & Beams | [ID 1804] - Columna construcción ensemblaje 32 ( 110x220 ) | [ID 1804] - COLUMN ASS. 32 ( 110x220 ) | 3571 | 23MBR305 | Stack+Diffusor+Diverter | 1 | PCE | Germany | [6 empty] | 2323 | S-2323-0029-A-23-3571-00263591-N | 18539 | 17088.71 | 189.6 | 1500 | 240 | 200 | 11744-1000-23 | 22729917 | 732690 | N | N
Polo | Braden-Europe B.V. HEERLEN | TPMC | Plataforma y barandilla y escalera y rejas y vigas | Paltform & Handrail & Ladder & Grating & Beams | [ID 1805] - Columna construcción ensemblaje 17 ( 150x240 ) | [ID 1805] - COLUMN ASS. 17 ( 150x240 ) | 3571 | 23MBR305 | Stack+Diffusor+Diverter | 1 | PCE | Germany | [6 empty] | 2323 | S-2323-0029-A-23-3571-00263591-N | 18539 | 17088.71 | 396.2 | 1500 | 240 | 200 | 11744-1000-23 | 22729918 | 732690 | N | N
Polo | Braden-Europe B.V. HEERLEN | TPMC | Plataforma y barandilla y escalera y rejas y vigas | Paltform & Handrail & Ladder & Grating & Beams | [ID 1806] - Columna construcción ensemblaje 18 ( 150x240 ) | [ID 1806] - COLUMN ASS. 18 ( 150x240 ) | 3571 | 23MBR305 | Stack+Diffusor+Diverter | 1 | PCE | Germany | [6 empty] | 2323 | S-2323-0029-A-23-3571-00263591-N | 18539 | 17088.71 | 173.8 | 1500 | 240 | 200 | 11744-1000-23 | 22729919 | 732690 | N | N
Polo | Braden-Europe B.V. HEERLEN | TPMC | Plataforma y barandilla y escalera y rejas y vigas | Paltform & Handrail & Ladder & Grating & Beams | [ID 1807] - Columna construcción ensemblaje 19 ( 150x240 ) | [ID 1807] - COLUMN ASS. 19 ( 150x240 ) | 3571 | 23MBR305 | Stack+Diffusor+Diverter | 1 | PCE | Germany | [6 empty] | 2323 | S-2323-0029-A-23-3571-00263591-N | 18539 | 17088.71 | 396.2 | 1500 | 240 | 200 | 11744-1000-23 | 22729920 | 732690 | N | N
Polo | Braden-Europe B.V. HEERLEN | TPMC | Plataforma y barandilla y escalera y rejas y vigas | Paltform & Handrail & Ladder & Grating & Beams | [ID 1808] - Columna construcción ensemblaje 20 ( 120x155 ) | [ID 1808] - COLUMN ASS. 20 ( 120x155 ) | 3571 | 23MBR305 | Stack+Diffusor+Diverter | 1 | PCE | Germany | [6 empty] | 2323 | S-2323-0029-A-23-3571-00263591-N | 18539 | 17088.71 | 31.6 | 1500 | 240 | 200 | 11744-1000-23 | 22729921 | 732690 | N | N
Polo | Braden-Europe B.V. HEERLEN | TPMC | Plataforma y barandilla y escalera y rejas y vigas | Paltform & Handrail & Ladder & Grating & Beams | [ID 1809] - Columna construcción ensemblaje 20 ( 120x155 ) | [ID 1809] - COLUMN ASS. 20 ( 120x155 ) | 3571 | 23MBR305 | Stack+Diffusor+Diverter | 1 | PCE | Germany | [6 empty] | 2323 | S-2323-0029-A-23-3571-00263591-N | 18539 | 17088.71 | 31.6 | 1500 | 240 | 200 | 11744-1000-23 | 22729922 | 732690 | N | N
Polo | Braden-Europe B.V. HEERLEN | TPMC | Plataforma y barandilla y escalera y rejas y vigas | Paltform & Handrail & Ladder & Grating & Beams | [ID 1810] - Columna construcción ensemblaje 20 ( 120x155 ) | [ID 1810] - COLUMN ASS. 20 ( 120x155 ) | 3571 | 23MBR305 | Stack+Diffusor+Diverter | 1 | PCE | Germany | [6 empty] | 2323 | S-2323-0029-A-23-3571-00263591-N | 18539 | 17088.71 | 31.6 | 1500 | 240 | 200 | 11744-1000-23 | 22729923 | 732690 | N | N
Polo | Braden-Europe B.V. HEERLEN | TPMC | Plataforma y barandilla y escalera y rejas y vigas | Paltform & Handrail & Ladder & Grating & Beams | [ID 1811] - Columna construcción ensemblaje 20 ( 120x155 ) | [ID 1811] - COLUMN ASS. 20 ( 120x155 ) | 3571 | 23MBR305 | Stack+Diffusor+Diverter | 1 | PCE | Germany | [6 empty] | 2323 | S-2323-0029-A-23-3571-00263591-N | 18539 | 17088.71 | 31.6 | 1500 | 240 | 200 | 11744-1000-23 | 22729924 | 732690 | N | N
Polo | Braden-Europe B.V. HEERLEN | TPMC | Plataforma y barandilla y escalera y rejas y vigas | Paltform & Handrail & Ladder & Grating & Beams | [ID 1812] - Columna construcción ensemblaje 20 ( 120x155 ) | [ID 1812] - COLUMN ASS. 20 ( 120x155 ) | 3571 | 23MBR305 | Stack+Diffusor+Diverter | 1 | PCE | Germany | [6 empty] | 2323 | S-2323-0029-A-23-3571-00263591-N | 18539 | 17088.71 | 31.6 | 1500 | 240 | 200 | 11744-1000-23 | 22729925 | 732690 | N | N
Polo | Braden-Europe B.V. HEERLEN | TPMC | Plataforma y barandilla y escalera y rejas y vigas | Paltform & Handrail & Ladder & Grating & Beams | [ID 1813] - Columna construcción ensemblaje 20 ( 120x155 ) | [ID 1813] - COLUMN ASS. 20 ( 120x155 ) | 3571 | 23MBR305 | Stack+Diffusor+Diverter | 1 | PCE | Germany | [6 empty] | 2323 | S-2323-0029-A-23-3571-00263591-N | 18539 | 17088.71 | 31.6 | 1500 | 240 | 200 | 11744-1000-23 | 22729926 | 732690 | N | N
Polo | Braden-Europe B.V. HEERLEN | TPMC | Plataforma y barandilla y escalera y rejas y vigas | Paltform & Handrail & Ladder & Grating & Beams | [ID 1814] - Columna construcción ensemblaje 20 ( 120x155 ) | [ID 1814] - COLUMN ASS. 20 ( 120x155 ) | 3571 | 23MBR305 | Stack+Diffusor+Diverter | 1 | PCE | Germany | [6 empty] | 2323 | S-2323-0029-A-23-3571-00263591-N | 18539 | 17088.71 | 31.6 | 1500 | 240 | 200 | 11744-1000-23 | 22729927 | 732690 | N | N
Polo | Braden-Europe B.V. HEERLEN | TPMC | Plataforma y barandilla y escalera y rejas y vigas | Paltform & Handrail & Ladder & Grating & Beams | [ID 1815] - Columna construcción ensemblaje 20 ( 120x155 ) | [ID 1815] - COLUMN ASS. 20 ( 120x155 ) | 3571 | 23MBR305 | Stack+Diffusor+Diverter | 1 | PCE | Germany | [6 empty] | 2323 | S-2323-0029-A-23-3571-00263591-N | 18539 | 17088.71 | 31.6 | 1500 | 240 | 200 | 11744-1000-23 | 22729928 | 732690 | N | N
Polo | Braden-Europe B.V. HEERLEN | TPMC | Plataforma y barandilla y escalera y rejas y vigas | Paltform & Handrail & Ladder & Grating & Beams | [ID 1816] - Columna construcción ensemblaje 20 ( 120x155 ) | [ID 1816] - COLUMN ASS. 20 ( 120x155 ) | 3571 | 23MBR305 | Stack+Diffusor+Diverter | 1 | PCE | Germany | [6 empty] | 2323 | S-2323-0029-A-23-3571-00263591-N | 18539 | 17088.71 | 31.6 | 1500 | 240 | 200 | 11744-1000-23 | 22729929 | 732690 | N | N
Polo | Braden-Europe B.V. HEERLEN | TPMC | Plataforma y barandilla y escalera y rejas y vigas | Paltform & Handrail & Ladder & Grating & Beams | [ID 1817] - Columna construcción ensemblaje 20 ( 120x155 ) | [ID 1817] - COLUMN ASS. 20 ( 120x155 ) | 3571 | 23MBR305 | Stack+Diffusor+Diverter | 1 | PCE | Germany | [6 empty] | 2323 | S-2323-0029-A-23-3571-00263591-N | 18539 | 17088.71 | 31.6 | 1500 | 240 | 200 | 11744-1000-23 | 22729930 | 732690 | N | N
Polo | Braden-Europe B.V. HEERLEN | TPMC | Plataforma y barandilla y escalera y rejas y vigas | Paltform & Handrail & Ladder & Grating & Beams | [ID 1818] - Columna construcción ensemblaje 20 ( 120x155 ) | [ID 1818] - COLUMN ASS. 20 ( 120x155 ) | 3571 | 23MBR305 | Stack+Diffusor+Diverter | 1 | PCE | Germany | [6 empty] | 2323 | S-2323-0029-A-23-3571-00263591-N | 18539 | 17088.71 | 31.6 | 1500 | 240 | 200 | 11744-1000-23 | 22729931 | 732690 | N | N
Polo | Braden-Europe B.V. HEERLEN | TPMC | Plataforma y barandilla y escalera y rejas y vigas | Paltform & Handrail & Ladder & Grating & Beams | [ID 1819] - Columna construcción ensemblaje 20 ( 120x155 ) | [ID 1819] - COLUMN ASS. 20 ( 120x155 ) | 3571 | 23MBR305 | Stack+Diffusor+Diverter | 1 | PCE | Germany | [6 empty] | 2323 | S-2323-0029-A-23-3571-00263591-N | 18539 | 17088.71 | 31.6 | 1500 | 240 | 200 | 11744-1000-23 | 22729932 | 732690 | N | N
Polo | Braden-Europe B.V. HEERLEN | TPMC | Plataforma y barandilla y escalera y rejas y vigas | Paltform & Handrail & Ladder & Grating & Beams | [ID 1820] - Columna construcción ensemblaje 20 ( 120x155 ) | [ID 1820] - COLUMN ASS. 20 ( 120x155 ) | 3571 | 23MBR305 | Stack+Diffusor+Diverter | 1 | PCE | Germany | [6 empty] | 2323 | S-2323-0029-A-23-3571-00263591-N | 18539 | 17088.71 | 31.6 | 1500 | 240 | 200 | 11744-1000-23 | 22729933 | 732690 | N | N
Polo | Braden-Europe B.V. HEERLEN | TPMC | Plataforma y barandilla y escalera y rejas y vigas | Paltform & Handrail & Ladder & Grating & Beams | [ID 1821] - Columna construcción ensemblaje 20 ( 120x155 ) | [ID 1821] - COLUMN ASS. 20 ( 120x155 ) | 3571 | 23MBR305 | Stack+Diffusor+Diverter | 1 | PCE | Germany | [6 empty] | 2323 | S-2323-0029-A-23-3571-00263591-N | 18539 | 17088.71 | 31.6 | 1500 | 240 | 200 | 11744-1000-23 | 22729934 | 732690 | N | N
Polo | Braden-Europe B.V. HEERLEN | TPMC | Plataforma y barandilla y escalera y rejas y vigas | Paltform & Handrail & Ladder & Grating & Beams | [ID 1822] - Columna construcción ensemblaje 21 ( 120x175 ) | [ID 1822] - COLUMN ASS. 21 ( 120x175 ) | 3571 | 23MBR305 | Stack+Diffusor+Diverter | 1 | PCE | Germany | [6 empty] | 2323 | S-2323-0029-A-23-3571-00263591-N | 18539 | 17088.71 | 32.7 | 1500 | 240 | 200 | 11744-1000-23 | 22729935 | 732690 | N | N
Polo | Braden-Europe B.V. HEERLEN | TPMC | Plataforma y barandilla y escalera y rejas y vigas | Paltform & Handrail & Ladder & Grating & Beams | [ID 1823] - Columna construcción ensemblaje 22 ( 120x175 ) | [ID 1823] - COLUMN ASS. 22 ( 120x175 ) | 3571 | 23MBR305 | Stack+Diffusor+Diverter | 1 | PCE | Germany | [6 empty] | 2323 | S-2323-0029-A-23-3571-00263591-N | 18539 | 17088.71 | 32.9 | 1500 | 240 | 200 | 11744-1000-23 | 22729936 | 732690 | N | N
Polo | Braden-Europe B.V. HEERLEN | TPMC | Plataforma y barandilla y escalera y rejas y vigas | Paltform & Handrail & Ladder & Grating & Beams | [ID 1824] - Columna construcción ensemblaje 23 ( 120x125 ) | [ID 1824] - COLUMN ASS. 23 ( 120x125 ) | 3571 | 23MBR305 | Stack+Diffusor+Diverter | 1 | PCE | Germany | [6 empty] | 2323 | S-2323-0029-A-23-3571-00263591-N | 18539 | 17088.71 | 24.3 | 1500 | 240 | 200 | 11744-1000-23 | 22729937 | 732690 | N | N
Polo | Braden-Europe B.V. HEERLEN | TPMC | Plataforma y barandilla y escalera y rejas y vigas | Paltform & Handrail & Ladder & Grating & Beams | [ID 1825] - Columna construcción ensemblaje 24 ( 120x125 ) | [ID 1825] - COLUMN ASS. 24 ( 120x125 ) | 3571 | 23MBR305 | Stack+Diffusor+Diverter | 1 | PCE | Germany | [6 empty] | 2323 | S-2323-0029-A-23-3571-00263591-N | 18539 | 17088.71 | 53.9 | 1500 | 240 | 200 | 11744-1000-23 | 22729938 | 732690 | N | N
Polo | Braden-Europe B.V. HEERLEN | TPMC | Plataforma y barandilla y escalera y rejas y vigas | Paltform & Handrail & Ladder & Grating & Beams | [ID 1826] - Columna construcción ensemblaje 25 ( 150x240 ) | [ID 1826] - COLUMN ASS. 25 ( 150x240 ) | 3571 | 23MBR305 | Stack+Diffusor+Diverter | 1 | PCE | Germany | [6 empty] | 2323 | S-2323-0029-A-23-3571-00263591-N | 18539 | 17088.71 | 226.6 | 1500 | 240 | 200 | 11744-1000-23 | 22729939 | 732690 | N | N
Polo | Braden-Europe B.V. HEERLEN | TPMC | Plataforma y barandilla y escalera y rejas y vigas | Paltform & Handrail & Ladder & Grating & Beams | [ID 1827] - Columna construcción ensemblaje 26 ( 70x110 ) | [ID 1827] - COLUMN ASS. 26 ( 70x110 ) | 3571 | 23MBR305 | Stack+Diffusor+Diverter | 1 | PCE | Germany | [6 empty] | 2323 | S-2323-0029-A-23-3571-00263591-N | 18539 | 17088.71 | 29.5 | 1500 | 240 | 200 | 11744-1000-23 | 22729940 | 732690 | N | N
Polo | Braden-Europe B.V. HEERLEN | TPMC | Plataforma y barandilla y escalera y rejas y vigas | Paltform & Handrail & Ladder & Grating & Beams | [ID 1828] - Columna construcción ensemblaje 26 ( 70x110 ) | [ID 1828] - COLUMN ASS. 26 ( 70x110 ) | 3571 | 23MBR305 | Stack+Diffusor+Diverter | 1 | PCE | Germany | [6 empty] | 2323 | S-2323-0029-A-23-3571-00263591-N | 18539 | 17088.71 | 29.5 | 1500 | 240 | 200 | 11744-1000-23 | 22729941 | 732690 | N | N
Polo | Braden-Europe B.V. HEERLEN | TPMC | Plataforma y barandilla y escalera y rejas y vigas | Paltform & Handrail & Ladder & Grating & Beams | [ID 1829] - Columna construcción ensemblaje 26 ( 70x110 ) | [ID 1829] - COLUMN ASS. 26 ( 70x110 ) | 3571 | 23MBR305 | Stack+Diffusor+Diverter | 1 | PCE | Germany | [6 empty] | 2323 | S-2323-0029-A-23-3571-00263591-N | 18539 | 17088.71 | 29.5 | 1500 | 240 | 200 | 11744-1000-23 | 22729942 | 732690 | N | N
Polo | Braden-Europe B.V. HEERLEN | TPMC | Plataforma y barandilla y escalera y rejas y vigas | Paltform & Handrail & Ladder & Grating & Beams | [ID 1830] - Columna construcción ensemblaje 26 ( 70x110 ) | [ID 1830] - COLUMN ASS. 26 ( 70x110 ) | 3571 | 23MBR305 | Stack+Diffusor+Diverter | 1 | PCE | Germany | [6 empty] | 2323 | S-2323-0029-A-23-3571-00263591-N | 18539 | 17088.71 | 29.5 | 1500 | 240 | 200 | 11744-1000-23 | 22729943 | 732690 | N | N
Polo | Braden-Europe B.V. HEERLEN | TPMC | Plataforma y barandilla y escalera y rejas y vigas | Paltform & Handrail & Ladder & Grating & Beams | [ID 1831] - Columna construcción ensemblaje 26 ( 70x110 ) | [ID 1831] - COLUMN ASS. 26 ( 70x110 ) | 3571 | 23MBR305 | Stack+Diffusor+Diverter | 1 | PCE | Germany | [6 empty] | 2323 | S-2323-0029-A-23-3571-00263591-N | 18539 | 17088.71 | 29.5 | 1500 | 240 | 200 | 11744-1000-23 | 22729944 | 732690 | N | N
Polo | Braden-Europe B.V. HEERLEN | TPMC | Plataforma y barandilla y escalera y rejas y vigas | Paltform & Handrail & Ladder & Grating & Beams | [ID 1832] - Columna construcción ensemblaje 26 ( 70x110 ) | [ID 1832] - COLUMN ASS. 26 ( 70x110 ) | 3571 | 23MBR305 | Stack+Diffusor+Diverter | 1 | PCE | Germany | [6 empty] | 2323 | S-2323-0029-A-23-3571-00263591-N | 18539 | 17088.71 | 29.5 | 1500 | 240 | 200 | 11744-1000-23 | 22729945 | 732690 | N | N
Polo | Braden-Europe B.V. HEERLEN | TPMC | Plataforma y barandilla y escalera y rejas y vigas | Paltform & Handrail & Ladder & Grating & Beams | [ID 1833] - Columna construcción ensemblaje 27 ( 150x240 ) | [ID 1833] - COLUMN ASS. 27 ( 150x240 ) | 3571 | 23MBR305 | Stack+Diffusor+Diverter | 1 | PCE | Germany | [6 empty] | 2323 | S-2323-0029-A-23-3571-00263591-N | 18539 | 17088.71 | 227.3 | 1500 | 240 | 200 | 11744-1000-23 | 22729946 | 732690 | N | N
Polo | Braden-Europe B.V. HEERLEN | TPMC | Plataforma y barandilla y escalera y rejas y vigas | Paltform & Handrail & Ladder & Grating & Beams | [ID 1834] - Columna construcción ensemblaje 28 ( 150x240 ) | [ID 1834] - COLUMN ASS. 28 ( 150x240 ) | 3571 | 23MBR305 | Stack+Diffusor+Diverter | 1 | PCE | Germany | [6 empty] | 2323 | S-2323-0029-A-23-3571-00263591-N | 18539 | 17088.71 | 227.3 | 1500 | 240 | 200 | 11744-1000-23 | 22729947 | 732690 | N | N
Polo | Braden-Europe B.V. HEERLEN | TPMC | Plataforma y barandilla y escalera y rejas y vigas | Paltform & Handrail & Ladder & Grating & Beams | [ID 1835] - Columna construcción ensemblaje 29 ( 120x125 ) | [ID 1835] - COLUMN ASS. 29 ( 120x125 ) | 3571 | 23MBR305 | Stack+Diffusor+Diverter | 1 | PCE | Germany | [6 empty] | 2323 | S-2323-0029-A-23-3571-00263591-N | 18539 | 17088.71 | 32.8 | 1500 | 240 | 200 | 11744-1000-23 | 22729948 | 732690 | N | N
Polo | Braden-Europe B.V. HEERLEN | TPMC | Plataforma y barandilla y escalera y rejas y vigas | Paltform & Handrail & Ladder & Grating & Beams | [ID 1836] - Columna construcción ensemblaje 30 ( 150x240 ) | [ID 1836] - COLUMN ASS. 30 ( 150x240 ) | 3571 | 23MBR305 | Stack+Diffusor+Diverter | 1 | PCE | Germany | [6 empty] | 2323 | S-2323-0029-A-23-3571-00263591-N | 18539 | 17088.71 | 224.7 | 1500 | 240 | 200 | 11744-1000-23 | 22729949 | 732690 | N | N
Polo | Braden-Europe B.V. HEERLEN | TPMC | Plataforma y barandilla y escalera y rejas y vigas | Paltform & Handrail & Ladder & Grating & Beams | [ID 1837] - Columna construcción ensemblaje 31 ( 130x155 ) | [ID 1837] - COLUMN ASS. 31 ( 130x155 ) | 3571 | 23MBR305 | Stack+Diffusor+Diverter | 1 | PCE | Germany | [6 empty] | 2323 | S-2323-0029-A-23-3571-00263591-N | 18539 | 17088.71 | 62.4 | 1500 | 240 | 200 | 11744-1000-23 | 22729950 | 732690 | N | N
Polo | Braden-Europe B.V. HEERLEN | TPMC | Plataforma y barandilla y escalera y rejas y vigas | Paltform & Handrail & Ladder & Grating & Beams | [ID 1838] - Columna construcción ensemblaje 31 ( 130x155 ) | [ID 1838] - COLUMN ASS. 31 ( 130x155 ) | 3571 | 23MBR305 | Stack+Diffusor+Diverter | 1 | PCE | Germany | [6 empty] | 2323 | S-2323-0029-A-23-3571-00263591-N | 18539 | 17088.71 | 62.4 | 1500 | 240 | 200 | 11744-1000-23 | 22729951 | 732690 | N | N
Polo | Braden-Europe B.V. HEERLEN | TPMC | Plataforma y barandilla y escalera y rejas y vigas | Paltform & Handrail & Ladder & Grating & Beams | [ID 1839] - Columna construcción ensemblaje 31 ( 130x155 ) | [ID 1839] - COLUMN ASS. 31 ( 130x155 ) | 3571 | 23MBR305 | Stack+Diffusor+Diverter | 1 | PCE | Germany | [6 empty] | 2323 | S-2323-0029-A-23-3571-00263591-N | 18539 | 17088.71 | 62.4 | 1500 | 240 | 200 | 11744-1000-23 | 22729952 | 732690 | N | N
Polo | Braden-Europe B.V. HEERLEN | TPMC | Plataforma y barandilla y escalera y rejas y vigas | Paltform & Handrail & Ladder & Grating & Beams | [ID 1840] - Columna construcción ensemblaje 33 ( 120x220 ) | [ID 1840] - COLUMN ASS. 33 ( 120x220 ) | 3571 | 23MBR305 | Stack+Diffusor+Diverter | 1 | PCE | Germany | [6 empty] | 2323 | S-2323-0029-A-23-3571-00263591-N | 18539 | 17088.71 | 29 | 1500 | 240 | 200 | 11744-1000-23 | 22729953 | 732690 | N | N
Polo | Braden-Europe B.V. HEERLEN | TPMC | Plataforma y barandilla y escalera y rejas y vigas | Paltform & Handrail & Ladder & Grating & Beams | [ID 1841] - Columna construcción ensemblaje 33 ( 120x220 ) | [ID 1841] - COLUMN ASS. 33 ( 120x220 ) | 3571 | 23MBR305 | Stack+Diffusor+Diverter | 1 | PCE | Germany | [6 empty] | 2323 | S-2323-0029-A-23-3571-00263591-N | 18539 | 17088.71 | 29 | 1500 | 240 | 200 | 11744-1000-23 | 22729954 | 732690 | N | N
Polo | Braden-Europe B.V. HEERLEN | TPMC | Plataforma y barandilla y escalera y rejas y vigas | Paltform & Handrail & Ladder & Grating & Beams | [ID 1842] - Columna construcción el detalle 01 ( 55x120 ) | [ID 1842] - COLUMN DETAIL 01 ( 55x120 ) | 3571 | 23MBR305 | Stack+Diffusor+Diverter | 1 | PCE | Germany | [6 empty] | 2323 | S-2323-0029-A-23-3571-00263591-N | 18539 | 17088.71 | 12.6 | 1500 | 240 | 200 | 11744-1000-23 | 22729955 | 732690 | N | N
Polo | Braden-Europe B.V. HEERLEN | TPMC | Plataforma y barandilla y escalera y rejas y vigas | Paltform & Handrail & Ladder & Grating & Beams | [ID 1843] - Columna construcción el detalle 02 ( 55x120 ) | [ID 1843] - COLUMN DETAIL 02 ( 55x120 ) | 3571 | 23MBR305 | Stack+Diffusor+Diverter | 1 | PCE | Germany | [6 empty] | 2323 | S-2323-0029-A-23-3571-00263591-N | 18539 | 17088.71 | 5.6 | 1500 | 240 | 200 | 11744-1000-23 | 22729956 | 732690 | N | N
Polo | Braden-Europe B.V. HEERLEN | TPMC | Plataforma y barandilla y escalera y rejas y vigas | Paltform & Handrail & Ladder & Grating & Beams | [ID 1844] - Columna construcción el detalle 02 ( 55x120 ) | [ID 1844] - COLUMN DETAIL 02 ( 55x120 ) | 3571 | 23MBR305 | Stack+Diffusor+Diverter | 1 | PCE | Germany | [6 empty] | 2323 | S-2323-0029-A-23-3571-00263591-N | 18539 | 17088.71 | 5.6 | 1500 | 240 | 200 | 11744-1000-23 | 22729957 | 732690 | N | N
Polo | Braden-Europe B.V. HEERLEN | TPMC | Plataforma y barandilla y escalera y rejas y vigas | Paltform & Handrail & Ladder & Grating & Beams | [ID 1845] - Columna construcción el detalle 02 ( 55x120 ) | [ID 1845] - COLUMN DETAIL 02 ( 55x120 ) | 3571 | 23MBR305 | Stack+Diffusor+Diverter | 1 | PCE | Germany | [6 empty] | 2323 | S-2323-0029-A-23-3571-00263591-N | 18539 | 17088.71 | 5.6 | 1500 | 240 | 200 | 11744-1000-23 | 22729958 | 732690 | N | N
Polo | Braden-Europe B.V. HEERLEN | TPMC | Plataforma y barandilla y escalera y rejas y vigas | Paltform & Handrail & Ladder & Grating & Beams | [ID 1846] - Columna construcción el detalle 02 ( 55x120 ) | [ID 1846] - COLUMN DETAIL 02 ( 55x120 ) | 3571 | 23MBR305 | Stack+Diffusor+Diverter | 1 | PCE | Germany | [6 empty] | 2323 | S-2323-0029-A-23-3571-00263591-N | 18539 | 17088.71 | 5.6 | 1500 | 240 | 200 | 11744-1000-23 | 22729959 | 732690 | N | N
Polo | Braden-Europe B.V. HEERLEN | TPMC | Plataforma y barandilla y escalera y rejas y vigas | Paltform & Handrail & Ladder & Grating & Beams | [ID 1847] - Columna construcción el detalle 03 ( 55x120 ) | [ID 1847] - COLUMN DETAIL 03 ( 55x120 ) | 3571 | 23MBR305 | Stack+Diffusor+Diverter | 1 | PCE | Germany | [6 empty] | 2323 | S-2323-0029-A-23-3571-00263591-N | 18539 | 17088.71 | 39.9 | 1500 | 240 | 200 | 11744-1000-23 | 22729960 | 732690 | N | N
Polo | Braden-Europe B.V. HEERLEN | TPMC | Plataforma y barandilla y escalera y rejas y vigas | Paltform & Handrail & Ladder & Grating & Beams | [ID 1848] - Columna construcción el detalle 03 ( 55x120 ) | [ID 1848] - COLUMN DETAIL 03 ( 55x120 ) | 3571 | 23MBR305 | Stack+Diffusor+Diverter | 1 | PCE | Germany | [6 empty] | 2323 | S-2323-0029-A-23-3571-00263591-N | 18539 | 17088.71 | 39.9 | 1500 | 240 | 200 | 11744-1000-23 | 22729961 | 732690 | N | N
Polo | Braden-Europe B.V. HEERLEN | TPMC | Plataforma y barandilla y escalera y rejas y vigas | Paltform & Handrail & Ladder & Grating & Beams | [ID 1849] - Columna construcción el detalle 03 ( 55x120 ) | [ID 1849] - COLUMN DETAIL 03 ( 55x120 ) | 3571 | 23MBR305 | Stack+Diffusor+Diverter | 1 | PCE | Germany | [6 empty] | 2323 | S-2323-0029-A-23-3571-00263591-N | 18539 | 17088.71 | 39.9 | 1500 | 240 | 200 | 11744-1000-23 | 22729962 | 732690 | N | N
Polo | Braden-Europe B.V. HEERLEN | TPMC | Plataforma y barandilla y escalera y rejas y vigas | Paltform & Handrail & Ladder & Grating & Beams | [ID 1850] - Columna construcción el detalle 03 ( 55x120 ) | [ID 1850] - COLUMN DETAIL 03 ( 55x120 ) | 3571 | 23MBR305 | Stack+Diffusor+Diverter | 1 | PCE | Germany | [6 empty] | 2323 | S-2323-0029-A-23-3571-00263591-N | 18539 | 17088.71 | 39.9 | 1500 | 240 | 200 | 11744-1000-23 | 22729963 | 732690 | N | N
Polo | Braden-Europe B.V. HEERLEN | TPMC | Plataforma y barandilla y escalera y rejas y vigas | Paltform & Handrail & Ladder & Grating & Beams | [ID 1851] - Columna construcción el detalle 03 ( 55x120 ) | [ID 1851] - COLUMN DETAIL 03 ( 55x120 ) | 3571 | 23MBR305 | Stack+Diffusor+Diverter | 1 | PCE | Germany | [6 empty] | 2323 | S-2323-0029-A-23-3571-00263591-N | 18539 | 17088.71 | 39.9 | 1500 | 240 | 200 | 11744-1000-23 | 22729964 | 732690 | N | N
Polo | Braden-Europe B.V. HEERLEN | TPMC | Plataforma y barandilla y escalera y rejas y vigas | Paltform & Handrail & Ladder & Grating & Beams | [ID 1852] - Columna construcción el detalle 03 ( 55x120 ) | [ID 1852] - COLUMN DETAIL 03 ( 55x120 ) | 3571 | 23MBR305 | Stack+Diffusor+Diverter | 1 | PCE | Germany | [6 empty] | 2323 | S-2323-0029-A-23-3571-00263591-N | 18539 | 17088.71 | 39.9 | 1500 | 240 | 200 | 11744-1000-23 | 22729965 | 732690 | N | N
Polo | Braden-Europe B.V. HEERLEN | TPMC | Plataforma y barandilla y escalera y rejas y vigas | Paltform & Handrail & Ladder & Grating & Beams | [ID 1853] - Columna construcción el detalle 03 ( 55x120 ) | [ID 1853] - COLUMN DETAIL 03 ( 55x120 ) | 3571 | 23MBR305 | Stack+Diffusor+Diverter | 1 | PCE | Germany | [6 empty] | 2323 | S-2323-0029-A-23-3571-00263591-N | 18539 | 17088.71 | 39.9 | 1500 | 240 | 200 | 11744-1000-23 | 22729966 | 732690 | N | N
Polo | Braden-Europe B.V. HEERLEN | TPMC | Plataforma y barandilla y escalera y rejas y vigas | Paltform & Handrail & Ladder & Grating & Beams | [ID 1854] - Columna construcción el detalle 03 ( 55x120 ) | [ID 1854] - COLUMN DETAIL 03 ( 55x120 ) | 3571 | 23MBR305 | Stack+Diffusor+Diverter | 1 | PCE | Germany | [6 empty] | 2323 | S-2323-0029-A-23-3571-00263591-N | 18539 | 17088.71 | 39.9 | 1500 | 240 | 200 | 11744-1000-23 | 22729967 | 732690 | N | N
Polo | Braden-Europe B.V. HEERLEN | TPMC | Plataforma y barandilla y escalera y rejas y vigas | Paltform & Handrail & Ladder & Grating & Beams | [ID 1855] - Columna construcción el detalle 03 ( 55x120 ) | [ID 1855] - COLUMN DETAIL 03 ( 55x120 ) | 3571 | 23MBR305 | Stack+Diffusor+Diverter | 1 | PCE | Germany | [6 empty] | 2323 | S-2323-0029-A-23-3571-00263591-N | 18539 | 17088.71 | 39.9 | 1500 | 240 | 200 | 11744-1000-23 | 22729968 | 732690 | N | N
Polo | Braden-Europe B.V. HEERLEN | TPMC | Plataforma y barandilla y escalera y rejas y vigas | Paltform & Handrail & Ladder & Grating & Beams | [ID 1856] - Columna construcción el detalle 03 ( 55x120 ) | [ID 1856] - COLUMN DETAIL 03 ( 55x120 ) | 3571 | 23MBR305 | Stack+Diffusor+Diverter | 1 | PCE | Germany | [6 empty] | 2323 | S-2323-0029-A-23-3571-00263591-N | 18539 | 17088.71 | 39.9 | 1500 | 240 | 200 | 11744-1000-23 | 22729969 | 732690 | N | N
Polo | Braden-Europe B.V. HEERLEN | TPMC | Plataforma y barandilla y escalera y rejas y vigas | Paltform & Handrail & Ladder & Grating & Beams | [ID 1857] - Columna construcción el detalle 03 ( 55x120 ) | [ID 1857] - COLUMN DETAIL 03 ( 55x120 ) | 3571 | 23MBR305 | Stack+Diffusor+Diverter | 1 | PCE | Germany | [6 empty] | 2323 | S-2323-0029-A-23-3571-00263591-N | 18539 | 17088.71 | 39.9 | 1500 | 240 | 200 | 11744-1000-23 | 22729970 | 732690 | N | N
Polo | Braden-Europe B.V. HEERLEN | TPMC | Plataforma y barandilla y escalera y rejas y vigas | Paltform & Handrail & Ladder & Grating & Beams | [ID 1858] - Columna construcción el detalle 03 ( 55x120 ) | [ID 1858] - COLUMN DETAIL 03 ( 55x120 ) | 3571 | 23MBR305 | Stack+Diffusor+Diverter | 1 | PCE | Germany | [6 empty] | 2323 | S-2323-0029-A-23-3571-00263591-N | 18539 | 17088.71 | 39.9 | 1500 | 240 | 200 | 11744-1000-23 | 22729971 | 732690 | N | N
Polo | Braden-Europe B.V. HEERLEN | TPMC | Plataforma y barandilla y escalera y rejas y vigas | Paltform & Handrail & Ladder & Grating & Beams | [ID 1859] - Columna construcción el detalle 03 ( 55x120 ) | [ID 1859] - COLUMN DETAIL 03 ( 55x120 ) | 3571 | 23MBR305 | Stack+Diffusor+Diverter | 1 | PCE | Germany | [6 empty] | 2323 | S-2323-0029-A-23-3571-00263591-N | 18539 | 17088.71 | 39.9 | 1500 | 240 | 200 | 11744-1000-23 | 22729972 | 732690 | N | N
Polo | Braden-Europe B.V. HEERLEN | TPMC | Plataforma y barandilla y escalera y rejas y vigas | Paltform & Handrail & Ladder & Grating & Beams | [ID 1860] - Columna construcción el detalle 03 ( 55x120 ) | [ID 1860] - COLUMN DETAIL 03 ( 55x120 ) | 3571 | 23MBR305 | Stack+Diffusor+Diverter | 1 | PCE | Germany | [6 empty] | 2323 | S-2323-0029-A-23-3571-00263591-N | 18539 | 17088.71 | 39.9 | 1500 | 240 | 200 | 11744-1000-23 | 22729973 | 732690 | N | N
Polo | Braden-Europe B.V. HEERLEN | TPMC | Plataforma y barandilla y escalera y rejas y vigas | Paltform & Handrail & Ladder & Grating & Beams | [ID 1861] - Columna construcción el detalle 03 ( 55x120 ) | [ID 1861] - COLUMN DETAIL 03 ( 55x120 ) | 3571 | 23MBR305 | Stack+Diffusor+Diverter | 1 | PCE | Germany | [6 empty] | 2323 | S-2323-0029-A-23-3571-00263591-N | 18539 | 17088.71 | 39.9 | 1500 | 240 | 200 | 11744-1000-23 | 22729974 | 732690 | N | N
Polo | Braden-Europe B.V. HEERLEN | TPMC | Plataforma y barandilla y escalera y rejas y vigas | Paltform & Handrail & Ladder & Grating & Beams | [ID 1862] - Columna construcción el detalle 03 ( 55x120 ) | [ID 1862] - COLUMN DETAIL 03 ( 55x120 ) | 3571 | 23MBR305 | Stack+Diffusor+Diverter | 1 | PCE | Germany | [6 empty] | 2323 | S-2323-0029-A-23-3571-00263591-N | 18539 | 17088.71 | 39.9 | 1500 | 240 | 200 | 11744-1000-23 | 22729975 | 732690 | N | N
Polo | Braden-Europe B.V. HEERLEN | TPMC | Plataforma y barandilla y escalera y rejas y vigas | Paltform & Handrail & Ladder & Grating & Beams | [ID 1863] - Columna construcción el detalle 04 ( 55x120 ) | [ID 1863] - COLUMN DETAIL 04 ( 55x120 ) | 3571 | 23MBR305 | Stack+Diffusor+Diverter | 1 | PCE | Germany | [6 empty] | 2323 | S-2323-0029-A-23-3571-00263591-N | 18539 | 17088.71 | 53.3 | 1500 | 240 | 200 | 11744-1000-23 | 22729976 | 732690 | N | N
Polo | Braden-Europe B.V. HEERLEN | TPMC | Plataforma y barandilla y escalera y rejas y vigas | Paltform & Handrail & Ladder & Grating & Beams | [ID 1864] - Columna construcción el detalle 04 ( 55x120 ) | [ID 1864] - COLUMN DETAIL 04 ( 55x120 ) | 3571 | 23MBR305 | Stack+Diffusor+Diverter | 1 | PCE | Germany | [6 empty] | 2323 | S-2323-0029-A-23-3571-00263591-N | 18539 | 17088.71 | 53.3 | 1500 | 240 | 200 | 11744-1000-23 | 22729977 | 732690 | N | N
Polo | Braden-Europe B.V. HEERLEN | TPMC | Plataforma y barandilla y escalera y rejas y vigas | Paltform & Handrail & Ladder & Grating & Beams | [ID 1865] - Columna construcción el detalle 04 ( 55x120 ) | [ID 1865] - COLUMN DETAIL 04 ( 55x120 ) | 3571 | 23MBR305 | Stack+Diffusor+Diverter | 1 | PCE | Germany | [6 empty] | 2323 | S-2323-0029-A-23-3571-00263591-N | 18539 | 17088.71 | 53.3 | 1500 | 240 | 200 | 11744-1000-23 | 22729978 | 732690 | N | N
Polo | Braden-Europe B.V. HEERLEN | TPMC | Plataforma y barandilla y escalera y rejas y vigas | Paltform & Handrail & Ladder & Grating & Beams | [ID 1866] - Columna construcción el detalle 04 ( 55x120 ) | [ID 1866] - COLUMN DETAIL 04 ( 55x120 ) | 3571 | 23MBR305 | Stack+Diffusor+Diverter | 1 | PCE | Germany | [6 empty] | 2323 | S-2323-0029-A-23-3571-00263591-N | 18539 | 17088.71 | 53.3 | 1500 | 240 | 200 | 11744-1000-23 | 22729979 | 732690 | N | N
Polo | Braden-Europe B.V. HEERLEN | TPMC | Plataforma y barandilla y escalera y rejas y vigas | Paltform & Handrail & Ladder & Grating & Beams | [ID 1867] - Columna construcción el detalle 04 ( 55x120 ) | [ID 1867] - COLUMN DETAIL 04 ( 55x120 ) | 3571 | 23MBR305 | Stack+Diffusor+Diverter | 1 | PCE | Germany | [6 empty] | 2323 | S-2323-0029-A-23-3571-00263591-N | 18539 | 17088.71 | 53.3 | 1500 | 240 | 200 | 11744-1000-23 | 22729980 | 732690 | N | N
Polo | Braden-Europe B.V. HEERLEN | TPMC | Plataforma y barandilla y escalera y rejas y vigas | Paltform & Handrail & Ladder & Grating & Beams | [ID 1868] - Columna construcción el detalle 04 ( 55x120 ) | [ID 1868] - COLUMN DETAIL 04 ( 55x120 ) | 3571 | 23MBR305 | Stack+Diffusor+Diverter | 1 | PCE | Germany | [6 empty] | 2323 | S-2323-0029-A-23-3571-00263591-N | 18539 | 17088.71 | 53.3 | 1500 | 240 | 200 | 11744-1000-23 | 22729981 | 732690 | N | N
Polo | Braden-Europe B.V. HEERLEN | TPMC | Plataforma y barandilla y escalera y rejas y vigas | Paltform & Handrail & Ladder & Grating & Beams | [ID 1869] - Columna construcción el detalle 04 ( 55x120 ) | [ID 1869] - COLUMN DETAIL 04 ( 55x120 ) | 3571 | 23MBR305 | Stack+Diffusor+Diverter | 1 | PCE | Germany | [6 empty] | 2323 | S-2323-0029-A-23-3571-00263591-N | 18539 | 17088.71 | 53.3 | 1500 | 240 | 200 | 11744-1000-23 | 22729982 | 732690 | N | N
Polo | Braden-Europe B.V. HEERLEN | TPMC | Plataforma y barandilla y escalera y rejas y vigas | Paltform & Handrail & Ladder & Grating & Beams | [ID 1870] - Columna construcción el detalle 04 ( 55x120 ) | [ID 1870] - COLUMN DETAIL 04 ( 55x120 ) | 3571 | 23MBR305 | Stack+Diffusor+Diverter | 1 | PCE | Germany | [6 empty] | 2323 | S-2323-0029-A-23-3571-00263591-N | 18539 | 17088.71 | 53.3 | 1500 | 240 | 200 | 11744-1000-23 | 22729983 | 732690 | N | N
Polo | Braden-Europe B.V. HEERLEN | TPMC | Plataforma y barandilla y escalera y rejas y vigas | Paltform & Handrail & Ladder & Grating & Beams | [ID 1871] - Columna construcción el detalle 04 ( 55x120 ) | [ID 1871] - COLUMN DETAIL 04 ( 55x120 ) | 3571 | 23MBR305 | Stack+Diffusor+Diverter | 1 | PCE | Germany | [6 empty] | 2323 | S-2323-0029-A-23-3571-00263591-N | 18539 | 17088.71 | 53.3 | 1500 | 240 | 200 | 11744-1000-23 | 22729984 | 732690 | N | N
Polo | Braden-Europe B.V. HEERLEN | TPMC | Plataforma y barandilla y escalera y rejas y vigas | Paltform & Handrail & Ladder & Grating & Beams | [ID 1872] - Columna construcción el detalle 04 ( 55x120 ) | [ID 1872] - COLUMN DETAIL 04 ( 55x120 ) | 3571 | 23MBR305 | Stack+Diffusor+Diverter | 1 | PCE | Germany | [6 empty] | 2323 | S-2323-0029-A-23-3571-00263591-N | 18539 | 17088.71 | 53.3 | 1500 | 240 | 200 | 11744-1000-23 | 22729985 | 732690 | N | N
Polo | Braden-Europe B.V. HEERLEN | TPMC | Plataforma y barandilla y escalera y rejas y vigas | Paltform & Handrail & Ladder & Grating & Beams | [ID 1873] - Columna construcción el detalle 04 ( 55x120 ) | [ID 1873] - COLUMN DETAIL 04 ( 55x120 ) | 3571 | 23MBR305 | Stack+Diffusor+Diverter | 1 | PCE | Germany | [6 empty] | 2323 | S-2323-0029-A-23-3571-00263591-N | 18539 | 17088.71 | 53.3 | 1500 | 240 | 200 | 11744-1000-23 | 22729986 | 732690 | N | N
Polo | Braden-Europe B.V. HEERLEN | TPMC | Plataforma y barandilla y escalera y rejas y vigas | Paltform & Handrail & Ladder & Grating & Beams | [ID 1874] - Columna construcción el detalle 04 ( 55x120 ) | [ID 1874] - COLUMN DETAIL 04 ( 55x120 ) | 3571 | 23MBR305 | Stack+Diffusor+Diverter | 1 | PCE | Germany | [6 empty] | 2323 | S-2323-0029-A-23-3571-00263591-N | 18539 | 17088.71 | 53.3 | 1500 | 240 | 200 | 11744-1000-23 | 22729987 | 732690 | N | N
Polo | Braden-Europe B.V. HEERLEN | TPMC | Plataforma y barandilla y escalera y rejas y vigas | Paltform & Handrail & Ladder & Grating & Beams | [ID 1875] - Columna construcción el detalle 05 ( 55x120 ) | [ID 1875] - COLUMN DETAIL 05 ( 55x120 ) | 3571 | 23MBR305 | Stack+Diffusor+Diverter | 1 | PCE | Germany | [6 empty] | 2323 | S-2323-0029-A-23-3571-00263591-N | 18539 | 17088.71 | 11.8 | 1500 | 240 | 200 | 11744-1000-23 | 22729988 | 732690 | N | N
Polo | Braden-Europe B.V. HEERLEN | TPMC | Plataforma y barandilla y escalera y rejas y vigas | Paltform & Handrail & Ladder & Grating & Beams | [ID 1876] - Columna construcción el detalle 03 ( 55x120 ) | [ID 1876] - COLUMN DETAIL 03 ( 55x120 ) | 3571 | 23MBR305 | Stack+Diffusor+Diverter | 1 | PCE | Germany | [6 empty] | 2323 | S-2323-0029-A-23-3571-00263591-N | 18539 | 17088.71 | 39.9 | 1500 | 240 | 200 | 11744-1000-23 | 22729989 | 732690 | N | N
Polo | Braden-Europe B.V. HEERLEN | TPMC | Plataforma y barandilla y escalera y rejas y vigas | Paltform & Handrail & Ladder & Grating & Beams | [ID 2146] - Plataforma EnsamblajeT (+8.587) 1690 mm x 340 mm | [ID 2146] - PLATFORM ARRANGEMENT (+8.587) 1690 mm x 340 mm | 3571 | 23MBR305 | Stack+Diffusor+Diverter | 1 | PCE | Germany | [6 empty] | 2323 | S-2323-0029-A-23-3571-00263591-N | 18539 | 17088.71 | 969.4 | 1500 | 240 | 200 | 11744-1000-23 | 22729990 | 732690 | N | N
Polo | Braden-Europe B.V. HEERLEN | TPMC | Plataforma y barandilla y escalera y rejas y vigas | Paltform & Handrail & Ladder & Grating & Beams | [ID 2172] - La escalera 830x320 (UNP 140 + ø20) | [ID 2172] - LADDER 830x320 (UNP 140 + ø20) | 3571 | 23MBR305 | Stack+Diffusor+Diverter | 1 | PCE | Germany | [6 empty] | 2323 | S-2323-0029-A-23-3571-00263591-N | 18539 | 17088.71 | 407.1 | 1500 | 240 | 200 | 11744-1000-23 | 22729991 | 732690 | N | N
Polo | Braden-Europe B.V. HEERLEN | TPMC | Plataforma y barandilla y escalera y rejas y vigas | Paltform & Handrail & Ladder & Grating & Beams | [ID 2173] - Cercar de jaula para seguridad (Chapa 80 x 5) | [ID 2173] - CAGE RING (PLATE 80 x 5) | 3571 | 23MBR305 | Stack+Diffusor+Diverter | 1 | PCE | Germany | [6 empty] | 2323 | S-2323-0029-A-23-3571-00263591-N | 18539 | 17088.71 | 8.7 | 1500 | 240 | 200 | 11744-1000-23 | 22729992 | 730890 | N | N
Polo | Braden-Europe B.V. HEERLEN | TPMC | Plataforma y barandilla y escalera y rejas y vigas | Paltform & Handrail & Ladder & Grating & Beams | [ID 2174] - Cercar de jaula para seguridad (Chapa 50 x 5) | [ID 2174] - CAGE RING (PLATE 50 x 5) | 3571 | 23MBR305 | Stack+Diffusor+Diverter | 4 | PCE | Germany | [6 empty] | 2323 | S-2323-0029-A-23-3571-00263591-N | 18539 | 17088.71 | 4.9 | 1500 | 240 | 200 | 11744-1000-23 | 22729993 | 730890 | N | N
Polo | Braden-Europe B.V. HEERLEN | TPMC | Plataforma y barandilla y escalera y rejas y vigas | Paltform & Handrail & Ladder & Grating & Beams | [ID 2175] - Cercar de jaula para seguridad (Chapa 80 x 5) | [ID 2175] - CAGE RING (PLATE 80 x 5) | 3571 | 23MBR305 | Stack+Diffusor+Diverter | 1 | PCE | Germany | [6 empty] | 2323 | S-2323-0029-A-23-3571-00263591-N | 18539 | 17088.71 | 6 | 1500 | 240 | 200 | 11744-1000-23 | 22729994 | 730890 | N | N
Polo | Braden-Europe B.V. HEERLEN | TPMC | Plataforma y barandilla y escalera y rejas y vigas | Paltform & Handrail & Ladder & Grating & Beams | [ID 2176] - Vertical Chapa de protección espalda 01 (PLATE 50 x 5) | [ID 2176] - VERTICAL CAGE BAR 01 (PLATE 50 x 5) | 3571 | 23MBR305 | Stack+Diffusor+Diverter | 1 | PCE | Germany | [6 empty] | 2323 | S-2323-0029-A-23-3571-00263591-N | 18539 | 17088.71 | 11.6 | 1500 | 240 | 200 | 11744-1000-23 | 22729995 | 730890 | N | N
Polo | Braden-Europe B.V. HEERLEN | TPMC | Plataforma y barandilla y escalera y rejas y vigas | Paltform & Handrail & Ladder & Grating & Beams | [ID 2177] - Vertical Chapa de protección espalda 02 (PLATE 50 x 5) | [ID 2177] - VERTICAL CAGE BAR 02 (PLATE 50 x 5) | 3571 | 23MBR305 | Stack+Diffusor+Diverter | 1 | PCE | Germany | [6 empty] | 2323 | S-2323-0029-A-23-3571-00263591-N | 18539 | 17088.71 | 13.3 | 1500 | 240 | 200 | 11744-1000-23 | 22729996 | 730890 | N | N
Polo | Braden-Europe B.V. HEERLEN | TPMC | Plataforma y barandilla y escalera y rejas y vigas | Paltform & Handrail & Ladder & Grating & Beams | [ID 2178] - Vertical Chapa de protección espalda 03 (PLATE 50 x 5) | [ID 2178] - VERTICAL CAGE BAR 03 (PLATE 50 x 5) | 3571 | 23MBR305 | Stack+Diffusor+Diverter | 1 | PCE | Germany | [6 empty] | 2323 | S-2323-0029-A-23-3571-00263591-N | 18539 | 17088.71 | 13.3 | 1500 | 240 | 200 | 11744-1000-23 | 22729997 | 730890 | N | N
Polo | Braden-Europe B.V. HEERLEN | TPMC | Plataforma y barandilla y escalera y rejas y vigas | Paltform & Handrail & Ladder & Grating & Beams | [ID 2179] - Vertical Chapa de protección espalda 04 (PLATE 50 x 5) | [ID 2179] - VERTICAL CAGE BAR 04 (PLATE 50 x 5) | 3571 | 23MBR305 | Stack+Diffusor+Diverter | 1 | PCE | Germany | [6 empty] | 2323 | S-2323-0029-A-23-3571-00263591-N | 18539 | 17088.71 | 13.3 | 1500 | 240 | 200 | 11744-1000-23 | 22729998 | 730890 | N | N
Polo | Braden-Europe B.V. HEERLEN | TPMC | Plataforma y barandilla y escalera y rejas y vigas | Paltform & Handrail & Ladder & Grating & Beams | [ID 2180] - Vertical Chapa de protección espalda 05 (PLATE 50 x 5) | [ID 2180] - VERTICAL CAGE BAR 05 (PLATE 50 x 5) | 3571 | 23MBR305 | Stack+Diffusor+Diverter | 1 | PCE | Germany | [6 empty] | 2323 | S-2323-0029-A-23-3571-00263591-N | 18539 | 17088.71 | 11.6 | 1500 | 240 | 200 | 11744-1000-23 | 22729999 | 730890 | N | N
Polo | Braden-Europe B.V. HEERLEN | TPMC | Plataforma y barandilla y escalera y rejas y vigas | Paltform & Handrail & Ladder & Grating & Beams | [ID 2181] - Vertical Chapa de protección espalda 06 (PLATE 50 x 5) | [ID 2181] - VERTICAL CAGE BAR 06 (PLATE 50 x 5) | 3571 | 23MBR305 | Stack+Diffusor+Diverter | 1 | PCE | Germany | [6 empty] | 2323 | S-2323-0029-A-23-3571-00263591-N | 18539 | 17088.71 | 13.3 | 1500 | 240 | 200 | 11744-1000-23 | 22730000 | 730890 | N | N
Polo | Braden-Europe B.V. HEERLEN | TPMC | Plataforma y barandilla y escalera y rejas y vigas | Paltform & Handrail & Ladder & Grating & Beams | [ID 2182] - Vertical Chapa de protección espalda 07 (PLATE 50 x 5) | [ID 2182] - VERTICAL CAGE BAR 07 (PLATE 50 x 5) | 3571 | 23MBR305 | Stack+Diffusor+Diverter | 1 | PCE | Germany | [6 empty] | 2323 | S-2323-0029-A-23-3571-00263591-N | 18539 | 17088.71 | 13.3 | 1500 | 240 | 200 | 11744-1000-23 | 22730001 | 730890 | N | N
Polo | Braden-Europe B.V. HEERLEN | TPMC | Plataforma y barandilla y escalera y rejas y vigas | Paltform & Handrail & Ladder & Grating & Beams | [ID 2195] - Chapa doblado | [ID 2195] - BENDED PLATE | 3571 | 23MBR305 | Stack+Diffusor+Diverter | 1 | PCE | Germany | [6 empty] | 2323 | S-2323-0029-A-23-3571-00263591-N | 18539 | 17088.71 | 8.65 | 1500 | 240 | 200 | 11744-1000-23 | 22730002 | 732690 | N | N
Polo | Braden-Europe B.V. HEERLEN | TPMC | Plataforma y barandilla y escalera y rejas y vigas | Paltform & Handrail & Ladder & Grating & Beams | [ID 2196] - Chapa doblado | [ID 2196] - BENDED PLATE | 3571 | 23MBR305 | Stack+Diffusor+Diverter | 5 | PCE | Germany | [6 empty] | 2323 | S-2323-0029-A-23-3571-00263591-N | 18539 | 17088.71 | 24.56 | 1500 | 240 | 200 | 11744-1000-23 | 22730003 | 732690 | N | N
Polo | Braden-Europe B.V. HEERLEN | TPMC | Plataforma y barandilla y escalera y rejas y vigas | Paltform & Handrail & Ladder & Grating & Beams | [ID 2197] - Chapa doblado | [ID 2197] - BENDED PLATE | 3571 | 23MBR305 | Stack+Diffusor+Diverter | 1 | PCE | Germany | [6 empty] | 2323 | S-2323-0029-A-23-3571-00263591-N | 18539 | 17088.71 | 14.21 | 1500 | 240 | 200 | 11744-1000-23 | 22730004 | 732690 | N | N
Polo | Braden-Europe B.V. HEERLEN | TPMC | Plataforma y barandilla y escalera y rejas y vigas | Paltform & Handrail & Ladder & Grating & Beams | [ID 2198] - Chapa doblado | [ID 2198] - BENDED PLATE | 3571 | 23MBR305 | Stack+Diffusor+Diverter | 2 | PCE | Germany | [6 empty] | 2323 | S-2323-0029-A-23-3571-00263591-N | 18539 | 17088.71 | 4.17 | 1500 | 240 | 200 | 11744-1000-23 | 22730005 | 732690 | N | N
Polo | Braden-Europe B.V. HEERLEN | TPMC | Plataforma y barandilla y escalera y rejas y vigas | Paltform & Handrail & Ladder & Grating & Beams | [ID 2199] - Chapa doblado | [ID 2199] - BENDED PLATE | 3571 | 23MBR305 | Stack+Diffusor+Diverter | 2 | PCE | Germany | [6 empty] | 2323 | S-2323-0029-A-23-3571-00263591-N | 18539 | 17088.71 | 9.1 | 1500 | 240 | 200 | 11744-1000-23 | 22730006 | 732690 | N | N
Polo | Braden-Europe B.V. HEERLEN | TPMC | Plataforma y barandilla y escalera y rejas y vigas | Paltform & Handrail & Ladder & Grating & Beams | [ID 2200] - Chapa de conexion | [ID 2200] - CONNECTION-PLATE | 3571 | 23MBR305 | Stack+Diffusor+Diverter | 1 | PCE | Germany | [6 empty] | 2323 | S-2323-0029-A-23-3571-00263591-N | 18539 | 17088.71 | 1.74 | 1500 | 240 | 200 | 11744-1000-23 | 22730007 | 730890 | N | N
Polo | Braden-Europe B.V. HEERLEN | TPMC | Plataforma y barandilla y escalera y rejas y vigas | Paltform & Handrail & Ladder & Grating & Beams | [ID 2201] - La escalera | [ID 2201] - LADDER | 3571 | 23MBR305 | Stack+Diffusor+Diverter | 1 | PCE | Germany | [6 empty] | 2323 | S-2323-0029-A-23-3571-00263591-N | 18539 | 17088.71 | 375.76 | 1500 | 240 | 200 | 11744-1000-23 | 22730008 | 732690 | N | N
Polo | Braden-Europe B.V. HEERLEN | TPMC | Plataforma y barandilla y escalera y rejas y vigas | Paltform & Handrail & Ladder & Grating & Beams | [ID 2202] - Chapa doblado | [ID 2202] - BENDED PLATE | 3571 | 23MBR305 | Stack+Diffusor+Diverter | 1 | PCE | Germany | [6 empty] | 2323 | S-2323-0029-A-23-3571-00263591-N | 18539 | 17088.71 | 9.69 | 1500 | 240 | 200 | 11744-1000-23 | 22730009 | 732690 | N | N
Polo | Braden-Europe B.V. HEERLEN | TPMC | Plataforma y barandilla y escalera y rejas y vigas | Paltform & Handrail & Ladder & Grating & Beams | [ID 2203] - Chapa doblado | [ID 2203] - BENDED PLATE | 3571 | 23MBR305 | Stack+Diffusor+Diverter | 1 | PCE | Germany | [6 empty] | 2323 | S-2323-0029-A-23-3571-00263591-N | 18539 | 17088.71 | 9.69 | 1500 | 240 | 200 | 11744-1000-23 | 22730010 | 732690 | N | N
Polo | Braden-Europe B.V. HEERLEN | TPMC | Plataforma y barandilla y escalera y rejas y vigas | Paltform & Handrail & Ladder & Grating & Beams | [ID 2204] - Chapa doblado | [ID 2204] - BENDED PLATE | 3571 | 23MBR305 | Stack+Diffusor+Diverter | 1 | PCE | Germany | [6 empty] | 2323 | S-2323-0029-A-23-3571-00263591-N | 18539 | 17088.71 | 9.69 | 1500 | 240 | 200 | 11744-1000-23 | 22730011 | 732690 | N | N
Polo | Braden-Europe B.V. HEERLEN | TPMC | Plataforma y barandilla y escalera y rejas y vigas | Paltform & Handrail & Ladder & Grating & Beams | [ID 2208] - Chapa doblado | [ID 2208] - BENDED PLATE | 3571 | 23MBR305 | Stack+Diffusor+Diverter | 1 | PCE | Germany | [6 empty] | 2323 | S-2323-0029-A-23-3571-00263591-N | 18539 | 17088.71 | 12.36 | 1500 | 240 | 200 | 11744-1000-23 | 22730012 | 732690 | N | N
Polo | Braden-Europe B.V. HEERLEN | TPMC | Plataforma y barandilla y escalera y rejas y vigas | Paltform & Handrail & Ladder & Grating & Beams | [ID 2209] - Chapa doblado | [ID 2209] - BENDED PLATE | 3571 | 23MBR305 | Stack+Diffusor+Diverter | 1 | PCE | Germany | [6 empty] | 2323 | S-2323-0029-A-23-3571-00263591-N | 18539 | 17088.71 | 12.36 | 1500 | 240 | 200 | 11744-1000-23 | 22730013 | 732690 | N | N
Polo | Braden-Europe B.V. HEERLEN | TPMC | Plataforma y barandilla y escalera y rejas y vigas | Paltform & Handrail & Ladder & Grating & Beams | [ID 2210] - Chapa doblado | [ID 2210] - BENDED PLATE | 3571 | 23MBR305 | Stack+Diffusor+Diverter | 1 | PCE | Germany | [6 empty] | 2323 | S-2323-0029-A-23-3571-00263591-N | 18539 | 17088.71 | 9.68 | 1500 | 240 | 200 | 11744-1000-23 | 22730014 | 732690 | N | N
Polo | Braden-Europe B.V. HEERLEN | TPMC | Plataforma y barandilla y escalera y rejas y vigas | Paltform & Handrail & Ladder & Grating & Beams | [ID 2211] - Chapa doblado | [ID 2211] - BENDED PLATE | 3571 | 23MBR305 | Stack+Diffusor+Diverter | 1 | PCE | Germany | [6 empty] | 2323 | S-2323-0029-A-23-3571-00263591-N | 18539 | 17088.71 | 12.37 | 1500 | 240 | 200 | 11744-1000-23 | 22730015 | 732690 | N | N
Polo | Braden-Europe B.V. HEERLEN | TPMC | Plataforma y barandilla y escalera y rejas y vigas | Paltform & Handrail & Ladder & Grating & Beams | [ID 2233] - Chapa de acero50 x 5 | [ID 2233] - PLATE 50 x 5 | 3571 | 23MBR305 | Stack+Diffusor+Diverter | 4 | PCE | Germany | [6 empty] | 2323 | S-2323-0029-A-23-3571-00263591-N | 18539 | 17088.71 | 98.1 | 1500 | 240 | 200 | 11744-1000-23 | 22730016 | 730890 | N | N
Polo | Braden-Europe B.V. HEERLEN | TPMC | Plataforma y barandilla y escalera y rejas y vigas | Paltform & Handrail & Ladder & Grating & Beams | [ID 2234] - Perfil - UNP 180 | [ID 2234] - UNP 180 | 3571 | 23MBR305 | Stack+Diffusor+Diverter | 2 | PCE | Germany | [6 empty] | 2323 | S-2323-0029-A-23-3571-00263591-N | 18539 | 17088.71 | 264 | 1500 | 240 | 200 | 11744-1000-23 | 22730017 | 732690 | N | N
Polo | Braden-Europe B.V. HEERLEN | TPMC | Plataforma y barandilla y escalera y rejas y vigas | Paltform & Handrail & Ladder & Grating & Beams | [ID 2235] - Perfil - L 160 x 100 x 10 | [ID 2235] - L 160 x 100 x 10 | 3571 | 23MBR305 | Stack+Diffusor+Diverter | 2 | PCE | Germany | [6 empty] | 2323 | S-2323-0029-A-23-3571-00263591-N | 18539 | 17088.71 | 240 | 1500 | 240 | 200 | 11744-1000-23 | 22730018 | 730890 | N | N
Polo | Braden-Europe B.V. HEERLEN | TPMC | Plataforma y barandilla y escalera y rejas y vigas | Paltform & Handrail & Ladder & Grating & Beams | [ID 2247] - Tubo ø48.3 x 3.2 | [ID 2247] - Pipe ø48.3x3.2 | 3571 | 23MBR305 | Stack+Diffusor+Diverter | 4 | PCE | Germany | [6 empty] | 2323 | S-2323-0029-A-23-3571-00263591-N | 18539 | 17088.71 | 14.2 | 1500 | 240 | 200 | 11744-1000-23 | 22730019 | 730490 | N | N
Polo | Braden-Europe B.V. HEERLEN | TPMC | Plataforma y barandilla y escalera y rejas y vigas | Paltform & Handrail & Ladder & Grating & Beams | [ID 45] - Ensamblaje (Parte inferior del drenaje) 728 mm x 308 mm | [ID 45] - Assembly (Drain Bottom Part) 728 mm x 308 mm | 3571 | 23MBR305 | Stack+Diffusor+Diverter | 1 | PCE | Germany | [6 empty] | 2323 | S-2323-0029-A-23-3571-00263591-N | 18539 | 17088.71 | 39.34 | 1500 | 240 | 200 | 11744-1000-23 | 22729866 | 732690 | N | N
Polo | Braden-Europe B.V. HEERLEN | TPMC | Plataforma y barandilla y escalera y rejas y vigas | Paltform & Handrail & Ladder & Grating & Beams | [ID 46] - Ensamblaje (Parte superior del drenaje) 1049 mm x 363 mm | [ID 46] - Assembly (Drain Top Part) 1049 mm x 363 mm | 3571 | 23MBR305 | Stack+Diffusor+Diverter | 1 | PCE | Germany | [6 empty] | 2323 | S-2323-0029-A-23-3571-00263591-N | 18539 | 17088.71 | 39.81 | 1500 | 240 | 200 | 11744-1000-23 | 22729867 | 732690 | N | N
Polo | Braden-Europe B.V. HEERLEN | TPMC | Plataforma y barandilla y escalera y rejas y vigas | Paltform & Handrail & Ladder & Grating & Beams | [ID 48] - Tubo ø60.3 x 3.6 - DIN 2448 | [ID 48] - Pipe DIN 2448 ø 60.3 mm x 3.6 mm | 3571 | 23MBR305 | Stack+Diffusor+Diverter | 1 | PCE | Germany | [6 empty] | 2323 | S-2323-0029-A-23-3571-00263591-N | 18539 | 17088.71 | 37.54 | 1500 | 240 | 200 | 11744-1000-23 | 22729868 | 730490 | N | N
Polo | Braden-Europe B.V. HEERLEN | TPMC | Plataforma y barandilla y escalera y rejas y vigas | Paltform & Handrail & Ladder & Grating & Beams | [ID 611] - Ensamblaje (Soporte de grúa izquierdo) | [ID 611] - Assembly (Hoist Support Left) | 3571 | 23MBR305 | Stack+Diffusor+Diverter | 1 | PCE | Germany | [6 empty] | 2323 | S-2323-0029-A-23-3571-00263591-N | 18539 | 17088.71 | 1569.51 | 1500 | 240 | 200 | 11744-1000-23 | 22729869 | 730890 | N | N
Polo | Braden-Europe B.V. HEERLEN | TPMC | Plataforma y barandilla y escalera y rejas y vigas | Paltform & Handrail & Ladder & Grating & Beams | [ID 612] - Ensamblaje (Soporte de grúa derecha) | [ID 612] - Assembly (Hoist Support Right) | 3571 | 23MBR305 | Stack+Diffusor+Diverter | 1 | PCE | Germany | [6 empty] | 2323 | S-2323-0029-A-23-3571-00263591-N | 18539 | 17088.71 | 1569.51 | 1500 | 240 | 200 | 11744-1000-23 | 22729870 | 730890 | N | N
Polo | Braden-Europe B.V. HEERLEN | TPMC | Plataforma y barandilla y escalera y rejas y vigas | Paltform & Handrail & Ladder & Grating & Beams | [ID 613] - Ensamblaje (Soporte de grúa parte superior) | [ID 613] - Assembly (Hoist Support Top) | 3571 | 23MBR305 | Stack+Diffusor+Diverter | 1 | PCE | Germany | [6 empty] | 2323 | S-2323-0029-A-23-3571-00263591-N | 18539 | 17088.71 | 1425.69 | 1500 | 240 | 200 | 11744-1000-23 | 22729871 | 730890 | N | N
Polo | Braden-Europe B.V. HEERLEN | TPMC | Plataforma y barandilla y escalera y rejas y vigas | Paltform & Handrail & Ladder & Grating & Beams | [ID 614] - Ensamblaje(Guía) | [ID 614] - Assembly (Guide) | 3571 | 23MBR305 | Stack+Diffusor+Diverter | 2 | PCE | Germany | [6 empty] | 2323 | S-2323-0029-A-23-3571-00263591-N | 18539 | 17088.71 | 350.66 | 1500 | 240 | 200 | 11744-1000-23 | 22729872 | 730890 | N | N
Polo | Braden-Europe B.V. HEERLEN | TPMC | Plataforma y barandilla y escalera y rejas | Paltform & Handrail & Ladder & Grating | [ID 122] - Ensamblaje (soporte des muelles) 525 mm x 330 mm | [ID 122] - Assembly (Spring Pack. Support) 525 mm x 330 mm | 3571 | 23MBR305 | Stack+Diffusor+Diverter | 4 | PCE | Germany | [6 empty] | 2323 | S-2323-0030-A-23-3571-00263591-N | 10497 | 6920.78 | 889.15 | 900 | 240 | 200 | 11744-1000-23 | 22730039 | 830710 | N | N
Polo | Braden-Europe B.V. HEERLEN | TPMC | Plataforma y barandilla y escalera y rejas | Paltform & Handrail & Ladder & Grating | [ID 1350] - Ensamblaje (El Construcción ) 470 x 120 | [ID 1350] - Assembly (Support) 470 x 120 | 3571 | 23MBR305 | Stack+Diffusor+Diverter | 14 | PCE | Germany | [6 empty] | 2323 | S-2323-0030-A-23-3571-00263591-N | 10497 | 6920.78 | 82.79 | 900 | 240 | 200 | 11744-1000-23 | 22730040 | 732690 | N | N
Polo | Braden-Europe B.V. HEERLEN | TPMC | Plataforma y barandilla y escalera y rejas | Paltform & Handrail & Ladder & Grating | [ID 1351] - Ensamblaje (Armadura) 1589 x 140 | [ID 1351] - Assembly (Frame) 1589 x 140 | 3571 | 23MBR305 | Stack+Diffusor+Diverter | 7 | PCE | Germany | [6 empty] | 2323 | S-2323-0030-A-23-3571-00263591-N | 10497 | 6920.78 | 156.8 | 900 | 240 | 200 | 11744-1000-23 | 22730041 | 732690 | N | N
Polo | Braden-Europe B.V. HEERLEN | TPMC | Plataforma y barandilla y escalera y rejas | Paltform & Handrail & Ladder & Grating | [ID 1352] - Ensamblaje (Enrejado de plataforma) 1046 x 140 | [ID 1352] - Assembly (Grating) 1046 x 140 | 3571 | 23MBR305 | Stack+Diffusor+Diverter | 21 | PCE | Germany | [6 empty] | 2323 | S-2323-0030-A-23-3571-00263591-N | 10497 | 6920.78 | 114.14 | 900 | 240 | 200 | 11744-1000-23 | 22730042 | 732690 | N | N
Polo | Braden-Europe B.V. HEERLEN | TPMC | Plataforma y barandilla y escalera y rejas | Paltform & Handrail & Ladder & Grating | [ID 1353] - Ensamblaje (la barandilla) 1269 x 845 | [ID 1353] - Assembly (Railing) 1269 x 845 | 3571 | 23MBR305 | Stack+Diffusor+Diverter | 7 | PCE | Germany | [6 empty] | 2323 | S-2323-0030-A-23-3571-00263591-N | 10497 | 6920.78 | 75.63 | 900 | 240 | 200 | 11744-1000-23 | 22730043 | 732690 | N | N
Polo | Braden-Europe B.V. HEERLEN | TPMC | Plataforma y barandilla y escalera y rejas | Paltform & Handrail & Ladder & Grating | [ID 1365] - Ensamblaje (El Construcción) 470 x 120 | [ID 1365] - Assembly (Support) 470 x 120 | 3571 | 23MBR305 | Stack+Diffusor+Diverter | 2 | PCE | Germany | [6 empty] | 2323 | S-2323-0030-A-23-3571-00263591-N | 10497 | 6920.78 | 82.79 | 900 | 240 | 200 | 11744-1000-23 | 22730044 | 732690 | N | N
Polo | Braden-Europe B.V. HEERLEN | TPMC | Plataforma y barandilla y escalera y rejas | Paltform & Handrail & Ladder & Grating | [ID 1366] - Ensamblaje (La armadura con el acceso de la escalera) 1589 x 140 | [ID 1366] - Assembly (Frame with ladder access) 1589 x 140 | 3571 | 23MBR305 | Stack+Diffusor+Diverter | 1 | PCE | Germany | [6 empty] | 2323 | S-2323-0030-A-23-3571-00263591-N | 10497 | 6920.78 | 173.77 | 900 | 240 | 200 | 11744-1000-23 | 22730045 | 732690 | N | N
Polo | Braden-Europe B.V. HEERLEN | TPMC | Plataforma y barandilla y escalera y rejas | Paltform & Handrail & Ladder & Grating | [ID 1367] - Ensamblaje (la barandilla) 1269 x 845 | [ID 1367] - Assembly (Railing) 1269 x 845 | 3571 | 23MBR305 | Stack+Diffusor+Diverter | 1 | PCE | Germany | [6 empty] | 2323 | S-2323-0030-A-23-3571-00263591-N | 10497 | 6920.78 | 80.33 | 900 | 240 | 200 | 11744-1000-23 | 22730046 | 732690 | N | N
Polo | Braden-Europe B.V. HEERLEN | TPMC | Plataforma y barandilla y escalera y rejas | Paltform & Handrail & Ladder & Grating | [ID 1368] - Ensamblaje (Enrejado de plataforma) 1615 x 154 | [ID 1368] - Assembly (Grating) 1615 x 154 | 3571 | 23MBR305 | Stack+Diffusor+Diverter | 1 | PCE | Germany | [6 empty] | 2323 | S-2323-0030-A-23-3571-00263591-N | 10497 | 6920.78 | 29.58 | 900 | 240 | 200 | 11744-1000-23 | 22730047 | 732690 | N | N
Polo | Braden-Europe B.V. HEERLEN | TPMC | Plataforma y barandilla y escalera y rejas | Paltform & Handrail & Ladder & Grating | [ID 1369] - Ensamblaje (Enrejado de plataforma) 1505 x 140 | [ID 1369] - Assembly (Grating) 1505 x 140 | 3571 | 23MBR305 | Stack+Diffusor+Diverter | 1 | PCE | Germany | [6 empty] | 2323 | S-2323-0030-A-23-3571-00263591-N | 10497 | 6920.78 | 60.81 | 900 | 240 | 200 | 11744-1000-23 | 22730048 | 732690 | N | N
Polo | Braden-Europe B.V. HEERLEN | TPMC | Plataforma y barandilla y escalera y rejas | Paltform & Handrail & Ladder & Grating | [ID 1370] - Ensamblaje (la barandilla 02 y la escalera ) 798 x 413 | [ID 1370] - Assembly (Railing 02 with ladder) 798 x 413 | 3571 | 23MBR305 | Stack+Diffusor+Diverter | 1 | PCE | Germany | [6 empty] | 2323 | S-2323-0030-A-23-3571-00263591-N | 10497 | 6920.78 | 24.42 | 900 | 240 | 200 | 11744-1000-23 | 22730049 | 732690 | N | N
Polo | Braden-Europe B.V. HEERLEN | TPMC | Plataforma y barandilla y escalera y rejas | Paltform & Handrail & Ladder & Grating | [ID 1385] - Ensamblaje (El Construcción) 470 x 120 | [ID 1385] - Assembly (Support) 470 x 120 | 3571 | 23MBR305 | Stack+Diffusor+Diverter | 2 | PCE | Germany | [6 empty] | 2323 | S-2323-0030-A-23-3571-00263591-N | 10497 | 6920.78 | 82.79 | 900 | 240 | 200 | 11744-1000-23 | 22730050 | 732690 | N | N
Polo | Braden-Europe B.V. HEERLEN | TPMC | Plataforma y barandilla y escalera y rejas | Paltform & Handrail & Ladder & Grating | [ID 1386] - Ensamblaje (Frame) 1310 x 140 | [ID 1386] - Assembly (Frame) 1310 x 140 | 3571 | 23MBR305 | Stack+Diffusor+Diverter | 1 | PCE | Germany | [6 empty] | 2323 | S-2323-0030-A-23-3571-00263591-N | 10497 | 6920.78 | 135.32 | 900 | 240 | 200 | 11744-1000-23 | 22730051 | 732690 | N | N
Polo | Braden-Europe B.V. HEERLEN | TPMC | Plataforma y barandilla y escalera y rejas | Paltform & Handrail & Ladder & Grating | [ID 1387] - Ensamblaje (Enrejado de plataforma) 870 x 140 | [ID 1387] - Assembly (Grating) 870 x 140 | 3571 | 23MBR305 | Stack+Diffusor+Diverter | 1 | PCE | Germany | [6 empty] | 2323 | S-2323-0030-A-23-3571-00263591-N | 10497 | 6920.78 | 30.79 | 900 | 240 | 200 | 11744-1000-23 | 22730052 | 732690 | N | N
Polo | Braden-Europe B.V. HEERLEN | TPMC | Plataforma y barandilla y escalera y rejas | Paltform & Handrail & Ladder & Grating | [ID 1388] - Ensamblaje (Enrejado de plataforma) - x - | [ID 1388] - Assembly (Grating) - x - | 3571 | 23MBR305 | Stack+Diffusor+Diverter | 1 | PCE | Germany | [6 empty] | 2323 | S-2323-0030-A-23-3571-00263591-N | 10497 | 6920.78 | 33.3 | 900 | 240 | 200 | 11744-1000-23 | 22730053 | 732690 | N | N
Polo | Braden-Europe B.V. HEERLEN | TPMC | Plataforma y barandilla y escalera y rejas | Paltform & Handrail & Ladder & Grating | [ID 1403] - Ensamblaje (La armadura con el acceso de la escalera) 1075 x 140 | [ID 1403] - Assembly (Frame with ladder access) 1075 x 140 | 3571 | 23MBR305 | Stack+Diffusor+Diverter | 1 | PCE | Germany | [6 empty] | 2323 | S-2323-0030-A-23-3571-00263591-N | 10497 | 6920.78 | 192.59 | 900 | 240 | 200 | 11744-1000-23 | 22730054 | 732690 | N | N
Polo | Braden-Europe B.V. HEERLEN | TPMC | Plataforma y barandilla y escalera y rejas | Paltform & Handrail & Ladder & Grating | [ID 1404] - Ensamblaje (El Construcción) 430 x 120 | [ID 1404] - Assembly (Support) 430 x 120 | 3571 | 23MBR305 | Stack+Diffusor+Diverter | 3 | PCE | Germany | [6 empty] | 2323 | S-2323-0030-A-23-3571-00263591-N | 10497 | 6920.78 | 133.89 | 900 | 240 | 200 | 11744-1000-23 | 22730055 | 730890 | N | N
Polo | Braden-Europe B.V. HEERLEN | TPMC | Plataforma y barandilla y escalera y rejas | Paltform & Handrail & Ladder & Grating | [ID 1405] - Ensamblaje (la barandilla 01 para plataforma UTD) | [ID 1405] - Assembly (Railing 01 Platform UTD) - x - | 3571 | 23MBR305 | Stack+Diffusor+Diverter | 1 | PCE | Germany | [6 empty] | 2323 | S-2323-0030-A-23-3571-00263591-N | 10497 | 6920.78 | 87.23 | 900 | 240 | 200 | 11744-1000-23 | 22730056 | 732690 | N | N
Polo | Braden-Europe B.V. HEERLEN | TPMC | Plataforma y barandilla y escalera y rejas | Paltform & Handrail & Ladder & Grating | [ID 1406] - Ensamblaje (Enrejado de plataforma) 1055 x 30 | [ID 1406] - Assembly (Grating) 1055 x 30 | 3571 | 23MBR305 | Stack+Diffusor+Diverter | 1 | PCE | Germany | [6 empty] | 2323 | S-2323-0030-A-23-3571-00263591-N | 10497 | 6920.78 | 42.8 | 900 | 240 | 200 | 11744-1000-23 | 22730057 | 732690 | N | N
Polo | Braden-Europe B.V. HEERLEN | TPMC | Plataforma y barandilla y escalera y rejas | Paltform & Handrail & Ladder & Grating | [ID 1407] - Ensamblaje (Enrejado de plataforma) 1055 x 30 | [ID 1407] - Assembly (Grating) 1055 x 30 | 3571 | 23MBR305 | Stack+Diffusor+Diverter | 1 | PCE | Germany | [6 empty] | 2323 | S-2323-0030-A-23-3571-00263591-N | 10497 | 6920.78 | 87.77 | 900 | 240 | 200 | 11744-1000-23 | 22730058 | 732690 | N | N
Polo | Braden-Europe B.V. HEERLEN | TPMC | Plataforma y barandilla y escalera y rejas | Paltform & Handrail & Ladder & Grating | [ID 1408] - Ensamblaje (la barandilla 03 Upper Platform LSC) 336 x 60 | [ID 1408] - Assembly (Railing 03 Upper Platform LSC) 336 x 60 | 3571 | 23MBR305 | Stack+Diffusor+Diverter | 1 | PCE | Germany | [6 empty] | 2323 | S-2323-0030-A-23-3571-00263591-N | 10497 | 6920.78 | 19.84 | 900 | 240 | 200 | 11744-1000-23 | 22730059 | 732690 | N | N
Polo | Braden-Europe B.V. HEERLEN | TPMC | Plataforma y barandilla y escalera y rejas | Paltform & Handrail & Ladder & Grating | [ID 1409] - Ensamblaje (la barandilla 02 para plataforma UTD) 1256 x 347 | [ID 1409] - Assembly (Railing 02 Platform UTD) 1256 x 347 | 3571 | 23MBR305 | Stack+Diffusor+Diverter | 1 | PCE | Germany | [6 empty] | 2323 | S-2323-0030-A-23-3571-00263591-N | 10497 | 6920.78 | 50.36 | 900 | 240 | 200 | 11744-1000-23 | 22730060 | 732690 | N | N
Polo | Braden-Europe B.V. HEERLEN | TPMC | Plataforma y barandilla y escalera y rejas | Paltform & Handrail & Ladder & Grating | [ID 1423] - Ensamblaje (La armadura con el acceso de la escalera)) 1012 x 140 | [ID 1423] - Assembly (Frame with ladder access) 1012 x 140 | 3571 | 23MBR305 | Stack+Diffusor+Diverter | 1 | PCE | Germany | [6 empty] | 2323 | S-2323-0030-A-23-3571-00263591-N | 10497 | 6920.78 | 239.81 | 900 | 240 | 200 | 11744-1000-23 | 22730061 | 732690 | N | N
Polo | Braden-Europe B.V. HEERLEN | TPMC | Plataforma y barandilla y escalera y rejas | Paltform & Handrail & Ladder & Grating | [ID 1424] - Ensamblaje (El Construcción) 430 x 120 | [ID 1424] - Assembly (Support) 430 x 120 | 3571 | 23MBR305 | Stack+Diffusor+Diverter | 4 | PCE | Germany | [6 empty] | 2323 | S-2323-0030-A-23-3571-00263591-N | 10497 | 6920.78 | 175.86 | 900 | 240 | 200 | 11744-1000-23 | 22730062 | 730890 | N | N
Polo | Braden-Europe B.V. HEERLEN | TPMC | Plataforma y barandilla y escalera y rejas | Paltform & Handrail & Ladder & Grating | [ID 1425] - Ensamblaje (la barandilla 01 para plataforma USD) 1083 x 347 | [ID 1425] - Assembly (Railing 01 Platform USD) 1083 x 347 | 3571 | 23MBR305 | Stack+Diffusor+Diverter | 1 | PCE | Germany | [6 empty] | 2323 | S-2323-0030-A-23-3571-00263591-N | 10497 | 6920.78 | 45.56 | 900 | 240 | 200 | 11744-1000-23 | 22730063 | 732690 | N | N
Polo | Braden-Europe B.V. HEERLEN | TPMC | Plataforma y barandilla y escalera y rejas | Paltform & Handrail & Ladder & Grating | [ID 1426] - Ensamblaje (la barandilla 02 para plataforma USD) 1290 x 230 | [ID 1426] - Assembly (Railing 02 Platform USD) 1290 x 230 | 3571 | 23MBR305 | Stack+Diffusor+Diverter | 1 | PCE | Germany | [6 empty] | 2323 | S-2323-0030-A-23-3571-00263591-N | 10497 | 6920.78 | 73.78 | 900 | 240 | 200 | 11744-1000-23 | 22730064 | 732690 | N | N
Polo | Braden-Europe B.V. HEERLEN | TPMC | Plataforma y barandilla y escalera y rejas | Paltform & Handrail & Ladder & Grating | [ID 1427] - Ensamblaje (Enrejado de plataforma) 992 x 30 | [ID 1427] - Assembly (Grating) 992 x 30 | 3571 | 23MBR305 | Stack+Diffusor+Diverter | 1 | PCE | Germany | [6 empty] | 2323 | S-2323-0030-A-23-3571-00263591-N | 10497 | 6920.78 | 39.69 | 900 | 240 | 200 | 11744-1000-23 | 22730065 | 732690 | N | N
Polo | Braden-Europe B.V. HEERLEN | TPMC | Plataforma y barandilla y escalera y rejas | Paltform & Handrail & Ladder & Grating | [ID 1428] - Ensamblaje (Enrejado de plataforma) 992 x 30 | [ID 1428] - Assembly (Grating) 992 x 30 | 3571 | 23MBR305 | Stack+Diffusor+Diverter | 1 | PCE | Germany | [6 empty] | 2323 | S-2323-0030-A-23-3571-00263591-N | 10497 | 6920.78 | 70.62 | 900 | 240 | 200 | 11744-1000-23 | 22730066 | 732690 | N | N
Polo | Braden-Europe B.V. HEERLEN | TPMC | Plataforma y barandilla y escalera y rejas | Paltform & Handrail & Ladder & Grating | [ID 1429] - Ensamblaje (la barandilla 03 para plataforma USD) 270 x 72 | [ID 1429] - Assembly (Railing 03 Platform USD) 270 x 72 | 3571 | 23MBR305 | Stack+Diffusor+Diverter | 1 | PCE | Germany | [6 empty] | 2323 | S-2323-0030-A-23-3571-00263591-N | 10497 | 6920.78 | 17.17 | 900 | 240 | 200 | 11744-1000-23 | 22730067 | 732690 | N | N
Polo | Braden-Europe B.V. HEERLEN | TPMC | Plataforma y barandilla y escalera y rejas | Paltform & Handrail & Ladder & Grating | [ID 1501] - Armadura izquierda 01 990 x 308 | [ID 1501] - SUPPORT FRAME LEFT 01 990 x 308 | 3571 | 23MBR305 | Stack+Diffusor+Diverter | 1 | PCE | Germany | [6 empty] | 2323 | S-2323-0030-A-23-3571-00263591-N | 10497 | 6920.78 | 139.62 | 900 | 240 | 200 | 11744-1000-23 | 22730068 | 730890 | N | N
Polo | Braden-Europe B.V. HEERLEN | TPMC | Plataforma y barandilla y escalera y rejas | Paltform & Handrail & Ladder & Grating | [ID 1502] - Armadura izquierda 02 990 x 308 | [ID 1502] - SUPPORT FRAME LEFT 02 990 x 308 | 3571 | 23MBR305 | Stack+Diffusor+Diverter | 1 | PCE | Germany | [6 empty] | 2323 | S-2323-0030-A-23-3571-00263591-N | 10497 | 6920.78 | 127.46 | 900 | 240 | 200 | 11744-1000-23 | 22730069 | 730890 | N | N
Polo | Braden-Europe B.V. HEERLEN | TPMC | Plataforma y barandilla y escalera y rejas | Paltform & Handrail & Ladder & Grating | [ID 1503] - Armadura izquierda 03 990 x 296 | [ID 1503] - SUPPORT FRAME LEFT 03 990 x 296 | 3571 | 23MBR305 | Stack+Diffusor+Diverter | 1 | PCE | Germany | [6 empty] | 2323 | S-2323-0030-A-23-3571-00263591-N | 10497 | 6920.78 | 104.91 | 900 | 240 | 200 | 11744-1000-23 | 22730070 | 730890 | N | N
Polo | Braden-Europe B.V. HEERLEN | TPMC | Plataforma y barandilla y escalera y rejas | Paltform & Handrail & Ladder & Grating | [ID 1504] - Armadura derecho 01 990 x 308 | [ID 1504] - SUPPORT FRAME RIGHT 01 990 x 308 | 3571 | 23MBR305 | Stack+Diffusor+Diverter | 1 | PCE | Germany | [6 empty] | 2323 | S-2323-0030-A-23-3571-00263591-N | 10497 | 6920.78 | 126.79 | 900 | 240 | 200 | 11744-1000-23 | 22730071 | 730890 | N | N
Polo | Braden-Europe B.V. HEERLEN | TPMC | Plataforma y barandilla y escalera y rejas | Paltform & Handrail & Ladder & Grating | [ID 1505] - Armadura derecho 02 990 x 308 | [ID 1505] - SUPPORT FRAME RIGHT 02 990 x 308 | 3571 | 23MBR305 | Stack+Diffusor+Diverter | 1 | PCE | Germany | [6 empty] | 2323 | S-2323-0030-A-23-3571-00263591-N | 10497 | 6920.78 | 138.9 | 900 | 240 | 200 | 11744-1000-23 | 22730072 | 730890 | N | N
Polo | Braden-Europe B.V. HEERLEN | TPMC | Plataforma y barandilla y escalera y rejas | Paltform & Handrail & Ladder & Grating | [ID 1506] - Armadura 01 308 x130 | [ID 1506] - SUPPORT FRAME 01 308 x130 | 3571 | 23MBR305 | Stack+Diffusor+Diverter | 2 | PCE | Germany | [6 empty] | 2323 | S-2323-0030-A-23-3571-00263591-N | 10497 | 6920.78 | 85.55 | 900 | 240 | 200 | 11744-1000-23 | 22730073 | 730890 | N | N
Polo | Braden-Europe B.V. HEERLEN | TPMC | Plataforma y barandilla y escalera y rejas | Paltform & Handrail & Ladder & Grating | [ID 1507] - Armadura 02 168 x130 | [ID 1507] - SUPPORT FRAME 02 168 x130 | 3571 | 23MBR305 | Stack+Diffusor+Diverter | 2 | PCE | Germany | [6 empty] | 2323 | S-2323-0030-A-23-3571-00263591-N | 10497 | 6920.78 | 59.22 | 900 | 240 | 200 | 11744-1000-23 | 22730074 | 730890 | N | N
Polo | Braden-Europe B.V. HEERLEN | TPMC | Plataforma y barandilla y escalera y rejas | Paltform & Handrail & Ladder & Grating | [ID 1508] - Ensamblaje de escalera 817x 517 | [ID 1508] - STAIR ARRANGEMENT 817 x 517 | 3571 | 23MBR305 | Stack+Diffusor+Diverter | 1 | PCE | Germany | [6 empty] | 2323 | S-2323-0030-A-23-3571-00263591-N | 10497 | 6920.78 | 127.98 | 900 | 240 | 200 | 11744-1000-23 | 22730075 | 732690 | N | N
Polo | Braden-Europe B.V. HEERLEN | TPMC | Plataforma y barandilla y escalera y rejas | Paltform & Handrail & Ladder & Grating | [ID 1509] - Ensamblaje de escalera 820x 517 | [ID 1509] - STAIR ARRANGEMENT 820 x 517 | 3571 | 23MBR305 | Stack+Diffusor+Diverter | 1 | PCE | Germany | [6 empty] | 2323 | S-2323-0030-A-23-3571-00263591-N | 10497 | 6920.78 | 128.03 | 900 | 240 | 200 | 11744-1000-23 | 22730076 | 732690 | N | N
Polo | Braden-Europe B.V. HEERLEN | TPMC | Plataforma y barandilla y escalera y rejas | Paltform & Handrail & Ladder & Grating | [ID 1524] - Enrejado de plataforma 24 | [ID 1524] - GRATING 24 | 3571 | 23MBR305 | Stack+Diffusor+Diverter | 1 | PCE | Germany | [6 empty] | 2323 | S-2323-0030-A-23-3571-00263591-N | 10497 | 6920.78 | 33 | 900 | 240 | 200 | 11744-1000-23 | 22730077 | 732690 | N | N
Polo | Braden-Europe B.V. HEERLEN | TPMC | Plataforma y barandilla y escalera y rejas | Paltform & Handrail & Ladder & Grating | [ID 1525] - El pretil de plataforma 1 | [ID 1525] - HANDRAIL 1 | 3571 | 23MBR305 | Stack+Diffusor+Diverter | 1 | PCE | Germany | [6 empty] | 2323 | S-2323-0030-A-23-3571-00263591-N | 10497 | 6920.78 | 42.97 | 900 | 240 | 200 | 11744-1000-23 | 22730078 | 732690 | N | N
Polo | Braden-Europe B.V. HEERLEN | TPMC | Plataforma y barandilla y escalera y rejas | Paltform & Handrail & Ladder & Grating | [ID 1526] - El pretil de plataforma 2 | [ID 1526] - HANDRAIL 2 | 3571 | 23MBR305 | Stack+Diffusor+Diverter | 1 | PCE | Germany | [6 empty] | 2323 | S-2323-0030-A-23-3571-00263591-N | 10497 | 6920.78 | 26.88 | 900 | 240 | 200 | 11744-1000-23 | 22730079 | 732690 | N | N
Polo | Braden-Europe B.V. HEERLEN | TPMC | Plataforma y barandilla y escalera y rejas | Paltform & Handrail & Ladder & Grating | [ID 1527] - El pretil de plataforma 3 | [ID 1527] - HANDRAIL 3 | 3571 | 23MBR305 | Stack+Diffusor+Diverter | 7 | PCE | Germany | [6 empty] | 2323 | S-2323-0030-A-23-3571-00263591-N | 10497 | 6920.78 | 330.81 | 900 | 240 | 200 | 11744-1000-23 | 22730080 | 732690 | N | N
Polo | Braden-Europe B.V. HEERLEN | TPMC | Plataforma y barandilla y escalera y rejas | Paltform & Handrail & Ladder & Grating | [ID 1528] - El pretil de plataforma 4 | [ID 1528] - HANDRAIL 4 | 3571 | 23MBR305 | Stack+Diffusor+Diverter | 1 | PCE | Germany | [6 empty] | 2323 | S-2323-0030-A-23-3571-00263591-N | 10497 | 6920.78 | 39.18 | 900 | 240 | 200 | 11744-1000-23 | 22730081 | 732690 | N | N
Polo | Braden-Europe B.V. HEERLEN | TPMC | Plataforma y barandilla y escalera y rejas | Paltform & Handrail & Ladder & Grating | [ID 1529] - El pretil de plataforma 5 | [ID 1529] - HANDRAIL 5 | 3571 | 23MBR305 | Stack+Diffusor+Diverter | 1 | PCE | Germany | [6 empty] | 2323 | S-2323-0030-A-23-3571-00263591-N | 10497 | 6920.78 | 33.13 | 900 | 240 | 200 | 11744-1000-23 | 22730082 | 732690 | N | N
Polo | Braden-Europe B.V. HEERLEN | TPMC | Plataforma y barandilla y escalera y rejas | Paltform & Handrail & Ladder & Grating | [ID 1530] - El pretil de plataforma 6 | [ID 1530] - HANDRAIL 6 | 3571 | 23MBR305 | Stack+Diffusor+Diverter | 1 | PCE | Germany | [6 empty] | 2323 | S-2323-0030-A-23-3571-00263591-N | 10497 | 6920.78 | 36.26 | 900 | 240 | 200 | 11744-1000-23 | 22730083 | 732690 | N | N
Polo | Braden-Europe B.V. HEERLEN | TPMC | Plataforma y barandilla y escalera y rejas | Paltform & Handrail & Ladder & Grating | [ID 1531] - El pretil de plataforma 7 | [ID 1531] - HANDRAIL 7 | 3571 | 23MBR305 | Stack+Diffusor+Diverter | 1 | PCE | Germany | [6 empty] | 2323 | S-2323-0030-A-23-3571-00263591-N | 10497 | 6920.78 | 8.9 | 900 | 240 | 200 | 11744-1000-23 | 22730084 | 732690 | N | N
Polo | Braden-Europe B.V. HEERLEN | TPMC | Plataforma y barandilla y escalera y rejas | Paltform & Handrail & Ladder & Grating | [ID 1532] - El pretil de plataforma 8 | [ID 1532] - HANDRAIL 8 | 3571 | 23MBR305 | Stack+Diffusor+Diverter | 1 | PCE | Germany | [6 empty] | 2323 | S-2323-0030-A-23-3571-00263591-N | 10497 | 6920.78 | 12.69 | 900 | 240 | 200 | 11744-1000-23 | 22730085 | 732690 | N | N
Polo | Braden-Europe B.V. HEERLEN | TPMC | Plataforma y barandilla y escalera y rejas | Paltform & Handrail & Ladder & Grating | [ID 1533] - El pretil de plataforma 11 | [ID 1533] - HANDRAIL 11 | 3571 | 23MBR305 | Stack+Diffusor+Diverter | 1 | PCE | Germany | [6 empty] | 2323 | S-2323-0030-A-23-3571-00263591-N | 10497 | 6920.78 | 58.58 | 900 | 240 | 200 | 11744-1000-23 | 22730086 | 732690 | N | N
Polo | Braden-Europe B.V. HEERLEN | TPMC | Plataforma y barandilla y escalera y rejas | Paltform & Handrail & Ladder & Grating | [ID 1534] - El pretil de plataforma 10 | [ID 1534] - HANDRAIL 10 | 3571 | 23MBR305 | Stack+Diffusor+Diverter | 1 | PCE | Germany | [6 empty] | 2323 | S-2323-0030-A-23-3571-00263591-N | 10497 | 6920.78 | 25.39 | 900 | 240 | 200 | 11744-1000-23 | 22730087 | 732690 | N | N
Polo | Braden-Europe B.V. HEERLEN | TPMC | Plataforma y barandilla y escalera y rejas | Paltform & Handrail & Ladder & Grating | [ID 1535] - El pretil de plataforma 11 | [ID 1535] - HANDRAIL 11 | 3571 | 23MBR305 | Stack+Diffusor+Diverter | 1 | PCE | Germany | [6 empty] | 2323 | S-2323-0030-A-23-3571-00263591-N | 10497 | 6920.78 | 53.94 | 900 | 240 | 200 | 11744-1000-23 | 22730088 | 732690 | N | N
Polo | Braden-Europe B.V. HEERLEN | TPMC | Plataforma y barandilla y escalera y rejas | Paltform & Handrail & Ladder & Grating | [ID 1536] - El pretil de plataforma 12 | [ID 1536] - HANDRAIL 12 | 3571 | 23MBR305 | Stack+Diffusor+Diverter | 1 | PCE | Germany | [6 empty] | 2323 | S-2323-0030-A-23-3571-00263591-N | 10497 | 6920.78 | 35.82 | 900 | 240 | 200 | 11744-1000-23 | 22730089 | 732690 | N | N
Polo | Braden-Europe B.V. HEERLEN | TPMC | Plataforma y barandilla y escalera y rejas | Paltform & Handrail & Ladder & Grating | [ID 1538] - El pretil de plataforma 15 | [ID 1538] - HANDRAIL 15 | 3571 | 23MBR305 | Stack+Diffusor+Diverter | 2 | PCE | Germany | [6 empty] | 2323 | S-2323-0030-A-23-3571-00263591-N | 10497 | 6920.78 | 14.92 | 900 | 240 | 200 | 11744-1000-23 | 22730090 | 732690 | N | N
Polo | Braden-Europe B.V. HEERLEN | TPMC | Plataforma y barandilla y escalera y rejas | Paltform & Handrail & Ladder & Grating | [ID 1539] - El pretil de plataforma 16 | [ID 1539] - HANDRAIL 16 | 3571 | 23MBR305 | Stack+Diffusor+Diverter | 2 | PCE | Germany | [6 empty] | 2323 | S-2323-0030-A-23-3571-00263591-N | 10497 | 6920.78 | 41.75 | 900 | 240 | 200 | 11744-1000-23 | 22730091 | 732690 | N | N
Polo | Braden-Europe B.V. HEERLEN | TPMC | Plataforma y barandilla y escalera y rejas | Paltform & Handrail & Ladder & Grating | [ID 1540] - Chapa de acero90 x 20 | [ID 1540] - Plate 90 x 20 | 3571 | 23MBR305 | Stack+Diffusor+Diverter | 1 | PCE | Germany | [6 empty] | 2323 | S-2323-0030-A-23-3571-00263591-N | 10497 | 6920.78 | 4.02 | 900 | 240 | 200 | 11744-1000-23 | 22730092 | 730890 | N | N
Polo | Braden-Europe B.V. HEERLEN | TPMC | Plataforma y barandilla y escalera y rejas | Paltform & Handrail & Ladder & Grating | [ID 1541] - La parte (El Enrejado 6) 1035 x 30 | [ID 1541] - Part (GRATING 6) 1035 x 30 | 3571 | 23MBR305 | Stack+Diffusor+Diverter | 2 | PCE | Germany | [6 empty] | 2323 | S-2323-0030-A-23-3571-00263591-N | 10497 | 6920.78 | 100.6 | 900 | 240 | 200 | 11744-1000-23 | 22730093 | 732690 | N | N
Polo | Braden-Europe B.V. HEERLEN | TPMC | Plataforma y barandilla y escalera y rejas | Paltform & Handrail & Ladder & Grating | [ID 1542] - La parte (El Enrejado 7) 1035 x 30 | [ID 1542] - Part (GRATING 7) 1035 x 30 | 3571 | 23MBR305 | Stack+Diffusor+Diverter | 1 | PCE | Germany | [6 empty] | 2323 | S-2323-0030-A-23-3571-00263591-N | 10497 | 6920.78 | 56.1 | 900 | 240 | 200 | 11744-1000-23 | 22730094 | 732690 | N | N
Polo | Braden-Europe B.V. HEERLEN | TPMC | Plataforma y barandilla y escalera y rejas | Paltform & Handrail & Ladder & Grating | [ID 1543] - La parte (El Enrejado 8) 1035 x 30 | [ID 1543] - Part (GRATING 8) 1035 x 30 | 3571 | 23MBR305 | Stack+Diffusor+Diverter | 1 | PCE | Germany | [6 empty] | 2323 | S-2323-0030-A-23-3571-00263591-N | 10497 | 6920.78 | 76 | 900 | 240 | 200 | 11744-1000-23 | 22730095 | 732690 | N | N
Polo | Braden-Europe B.V. HEERLEN | TPMC | Plataforma y barandilla y escalera y rejas | Paltform & Handrail & Ladder & Grating | [ID 1544] - La parte (El Enrejado 9) 1035 x 30 | [ID 1544] - Part (GRATING 9) 1035 x 30 | 3571 | 23MBR305 | Stack+Diffusor+Diverter | 2 | PCE | Germany | [6 empty] | 2323 | S-2323-0030-A-23-3571-00263591-N | 10497 | 6920.78 | 100.6 | 900 | 240 | 200 | 11744-1000-23 | 22730096 | 732690 | N | N
Polo | Braden-Europe B.V. HEERLEN | TPMC | Plataforma y barandilla y escalera y rejas | Paltform & Handrail & Ladder & Grating | [ID 1545] - La parte (El Enrejado 12) 1035 x 30 | [ID 1545] - Part (GRATING 12) 1035 x 30 | 3571 | 23MBR305 | Stack+Diffusor+Diverter | 1 | PCE | Germany | [6 empty] | 2323 | S-2323-0030-A-23-3571-00263591-N | 10497 | 6920.78 | 57.6 | 900 | 240 | 200 | 11744-1000-23 | 22730097 | 732690 | N | N
Polo | Braden-Europe B.V. HEERLEN | TPMC | Plataforma y barandilla y escalera y rejas | Paltform & Handrail & Ladder & Grating | [ID 1546] - La parte (El Enrejado 15) 1035 x 30 | [ID 1546] - Part (GRATING 15) 1035 x 30 | 3571 | 23MBR305 | Stack+Diffusor+Diverter | 1 | PCE | Germany | [6 empty] | 2323 | S-2323-0030-A-23-3571-00263591-N | 10497 | 6920.78 | 76.7 | 900 | 240 | 200 | 11744-1000-23 | 22730098 | 732690 | N | N
Polo | Braden-Europe B.V. HEERLEN | TPMC | Plataforma y barandilla y escalera y rejas | Paltform & Handrail & Ladder & Grating | [ID 2030] - El Plataforma para el pozo de visita 1600 mm x 280 mm | [ID 2030] - MANHOLE PLATFORM 1600 mm x 280 mm | 3571 | 23MBR305 | Stack+Diffusor+Diverter | 1 | PCE | Germany | [6 empty] | 2323 | S-2323-0030-A-23-3571-00263591-N | 10497 | 6920.78 | 225 | 900 | 240 | 200 | 11744-1000-23 | 22730020 | 732690 | N | N
Polo | Braden-Europe B.V. HEERLEN | TPMC | Plataforma y barandilla y escalera y rejas | Paltform & Handrail & Ladder & Grating | [ID 2031] - El Plataforma para el pozo de visita 200 mm x 133 mm | [ID 2031] - MANHOLE PLATFORM SUPPORT 200 mm x 133 mm | 3571 | 23MBR305 | Stack+Diffusor+Diverter | 4 | PCE | Germany | [6 empty] | 2323 | S-2323-0030-A-23-3571-00263591-N | 10497 | 6920.78 | 55.2 | 900 | 240 | 200 | 11744-1000-23 | 22730021 | 730890 | N | N
Polo | Braden-Europe B.V. HEERLEN | TPMC | Plataforma y barandilla y escalera y rejas | Paltform & Handrail & Ladder & Grating | [ID 2032] - La barandilla 1126 mm x 941 mm | [ID 2032] - RAILING 1126 mm x 941 mm | 3571 | 23MBR305 | Stack+Diffusor+Diverter | 1 | PCE | Germany | [6 empty] | 2323 | S-2323-0030-A-23-3571-00263591-N | 10497 | 6920.78 | 51.3 | 900 | 240 | 200 | 11744-1000-23 | 22730022 | 732690 | N | N
Polo | Braden-Europe B.V. HEERLEN | TPMC | Plataforma y barandilla y escalera y rejas | Paltform & Handrail & Ladder & Grating | [ID 2034] - XSP 330-34/24-3 No.11 990 mm x 30 mm (Rejilla de plataforma) | [ID 2034] - XSP 330-34/24-3 No.11 990 mm x 30 mm | 3571 | 23MBR305 | Stack+Diffusor+Diverter | 1 | PCE | Germany | [6 empty] | 2323 | S-2323-0030-A-23-3571-00263591-N | 10497 | 6920.78 | 72.4 | 900 | 240 | 200 | 11744-1000-23 | 22730023 | 732690 | N | N
Polo | Braden-Europe B.V. HEERLEN | TPMC | Plataforma y barandilla y escalera y rejas | Paltform & Handrail & Ladder & Grating | [ID 2035] - XSP 330-34/24-3 No.11 490 mm x 30 mm (Rejilla de plataforma) | [ID 2035] - XSP 330-34/24-3 No.11 490 mm x 30 mm | 3571 | 23MBR305 | Stack+Diffusor+Diverter | 1 | PCE | Germany | [6 empty] | 2323 | S-2323-0030-A-23-3571-00263591-N | 10497 | 6920.78 | 72.4 | 900 | 240 | 200 | 11744-1000-23 | 22730024 | 732690 | N | N
Polo | Braden-Europe B.V. HEERLEN | TPMC | Plataforma y barandilla y escalera y rejas | Paltform & Handrail & Ladder & Grating | [ID 2036] - XSP 330-34/24-3 No.11 750 mm x 30 mm (Rejilla de plataforma) | [ID 2036] - XSP 330-34/24-3 No.11 750 mm x 30 mm | 3571 | 23MBR305 | Stack+Diffusor+Diverter | 1 | PCE | Germany | [6 empty] | 2323 | S-2323-0030-A-23-3571-00263591-N | 10497 | 6920.78 | 72.4 | 900 | 240 | 200 | 11744-1000-23 | 22730025 | 732690 | N | N
Polo | Braden-Europe B.V. HEERLEN | TPMC | Plataforma y barandilla y escalera y rejas | Paltform & Handrail & Ladder & Grating | [ID 2037] - La escalera para el pozo de visita 830 mm x 367 mm | [ID 2037] - MANHOLE LADDER 830 mm x 367 mm | 3571 | 23MBR305 | Stack+Diffusor+Diverter | 1 | PCE | Germany | [6 empty] | 2323 | S-2323-0030-A-23-3571-00263591-N | 10497 | 6920.78 | 83 | 900 | 240 | 200 | 11744-1000-23 | 22730026 | 732690 | N | N
Polo | Braden-Europe B.V. HEERLEN | TPMC | Plataforma y barandilla y escalera y rejas | Paltform & Handrail & Ladder & Grating | [ID 2038] - Chapa doblado 110 mm x 70 mm | [ID 2038] - BENDED PLATE 110 mm x 70 mm | 3571 | 23MBR305 | Stack+Diffusor+Diverter | 2 | PCE | Germany | [6 empty] | 2323 | S-2323-0030-A-23-3571-00263591-N | 10497 | 6920.78 | 4.2 | 900 | 240 | 200 | 11744-1000-23 | 22730027 | 732690 | N | N
Polo | Braden-Europe B.V. HEERLEN | TPMC | Plataforma y barandilla y escalera y rejas | Paltform & Handrail & Ladder & Grating | [ID 2147] - Plataforma Ensamblaje 200 mm x 200 mm | [ID 2147] - PLATFORM SUPPORT ASSEMBLY 200 mm x 200 mm | 3571 | 23MBR305 | Stack+Diffusor+Diverter | 1 | PCE | Germany | [6 empty] | 2323 | S-2323-0030-A-23-3571-00263591-N | 10497 | 6920.78 | 67.2 | 900 | 240 | 200 | 11744-1000-23 | 22730028 | 732690 | N | N
Polo | Braden-Europe B.V. HEERLEN | TPMC | Plataforma y barandilla y escalera y rejas | Paltform & Handrail & Ladder & Grating | [ID 2148] - La barandilla ASS.03 1126 mm x 72 mm | [ID 2148] - RAILING ASS.03 1126 mm x 72 mm | 3571 | 23MBR305 | Stack+Diffusor+Diverter | 1 | PCE | Germany | [6 empty] | 2323 | S-2323-0030-A-23-3571-00263591-N | 10497 | 6920.78 | 50.1 | 900 | 240 | 200 | 11744-1000-23 | 22730029 | 732690 | N | N
Polo | Braden-Europe B.V. HEERLEN | TPMC | Plataforma y barandilla y escalera y rejas | Paltform & Handrail & Ladder & Grating | [ID 2149] - La barandilla ASS.04 1126 mm x 72 mm | [ID 2149] - RAILING ASS.04 1126 mm x 72 mm | 3571 | 23MBR305 | Stack+Diffusor+Diverter | 2 | PCE | Germany | [6 empty] | 2323 | S-2323-0030-A-23-3571-00263591-N | 10497 | 6920.78 | 100.2 | 900 | 240 | 200 | 11744-1000-23 | 22730030 | 732690 | N | N
Polo | Braden-Europe B.V. HEERLEN | TPMC | Plataforma y barandilla y escalera y rejas | Paltform & Handrail & Ladder & Grating | [ID 2150] - La barandilla ASS.05 1126 mm x 72 mm | [ID 2150] - RAILING ASS.05 1126 mm x 72 mm | 3571 | 23MBR305 | Stack+Diffusor+Diverter | 1 | PCE | Germany | [6 empty] | 2323 | S-2323-0030-A-23-3571-00263591-N | 10497 | 6920.78 | 42.8 | 900 | 240 | 200 | 11744-1000-23 | 22730031 | 732690 | N | N
Polo | Braden-Europe B.V. HEERLEN | TPMC | Plataforma y barandilla y escalera y rejas | Paltform & Handrail & Ladder & Grating | [ID 2151] - La barandilla ASS.06 1126 mm x 72 mm | [ID 2151] - RAILING ASS.06 1126 mm x 72 mm | 3571 | 23MBR305 | Stack+Diffusor+Diverter | 1 | PCE | Germany | [6 empty] | 2323 | S-2323-0030-A-23-3571-00263591-N | 10497 | 6920.78 | 53.6 | 900 | 240 | 200 | 11744-1000-23 | 22730032 | 732690 | N | N
Polo | Braden-Europe B.V. HEERLEN | TPMC | Plataforma y barandilla y escalera y rejas | Paltform & Handrail & Ladder & Grating | [ID 2152] - La barandilla ASS.07 920 mm x 267 mm | [ID 2152] - RAILING ASS.07 920 mm x 267 mm | 3571 | 23MBR305 | Stack+Diffusor+Diverter | 1 | PCE | Germany | [6 empty] | 2323 | S-2323-0030-A-23-3571-00263591-N | 10497 | 6920.78 | 23.2 | 900 | 240 | 200 | 11744-1000-23 | 22730033 | 732690 | N | N
Polo | Braden-Europe B.V. HEERLEN | TPMC | Plataforma y barandilla y escalera y rejas | Paltform & Handrail & Ladder & Grating | [ID 2153] - La barandilla ASS.08 1126 mm x 422 mm | [ID 2153] - RAILING ASS.08 1126 mm x 422 mm | 3571 | 23MBR305 | Stack+Diffusor+Diverter | 1 | PCE | Germany | [6 empty] | 2323 | S-2323-0030-A-23-3571-00263591-N | 10497 | 6920.78 | 29.7 | 900 | 240 | 200 | 11744-1000-23 | 22730034 | 732690 | N | N
Polo | Braden-Europe B.V. HEERLEN | TPMC | Plataforma y barandilla y escalera y rejas | Paltform & Handrail & Ladder & Grating | [ID 2154] - La barandilla ASS.09 1102 mm x 953 mm | [ID 2154] - RAILING ASS.09 1102 mm x 953 mm | 3571 | 23MBR305 | Stack+Diffusor+Diverter | 1 | PCE | Germany | [6 empty] | 2323 | S-2323-0030-A-23-3571-00263591-N | 10497 | 6920.78 | 47 | 900 | 240 | 200 | 11744-1000-23 | 22730035 | 732690 | N | N
Polo | Braden-Europe B.V. HEERLEN | TPMC | Plataforma y barandilla y escalera y rejas | Paltform & Handrail & Ladder & Grating | [ID 2156] - Enrejado de plataforma 736 mm x 30 mm | [ID 2156] - GRATING 736 mm x 30 mm | 3571 | 23MBR305 | Stack+Diffusor+Diverter | 7 | PCE | Germany | [6 empty] | 2323 | S-2323-0030-A-23-3571-00263591-N | 10497 | 6920.78 | 169.2 | 900 | 240 | 200 | 11744-1000-23 | 22730036 | 732690 | N | N
Polo | Braden-Europe B.V. HEERLEN | TPMC | Plataforma y barandilla y escalera y rejas | Paltform & Handrail & Ladder & Grating | [ID 2157] - Enrejado de plataforma 895 mm x 30 mm | [ID 2157] - GRATING 895 mm x 30 mm | 3571 | 23MBR305 | Stack+Diffusor+Diverter | 2 | PCE | Germany | [6 empty] | 2323 | S-2323-0030-A-23-3571-00263591-N | 10497 | 6920.78 | 52.8 | 900 | 240 | 200 | 11744-1000-23 | 22730037 | 732690 | N | N
Polo | Braden-Europe B.V. HEERLEN | TPMC | Plataforma y barandilla y escalera y rejas | Paltform & Handrail & Ladder & Grating | [ID 2158] - Enrejado de plataforma 625 mm x 30 mm | [ID 2158] - GRATING 625 mm x 30 mm | 3571 | 23MBR305 | Stack+Diffusor+Diverter | 1 | PCE | Germany | [6 empty] | 2323 | S-2323-0030-A-23-3571-00263591-N | 10497 | 6920.78 | 15.4 | 900 | 240 | 200 | 11744-1000-23 | 22730038 | 732690 | N | N
Polo | Braden-Europe B.V. HEERLEN | TPMC | Plataforma y barandilla y escalera y rejas | Paltform & Handrail & Ladder & Grating | [ID 1444] - Ensamblaje (Enrejado de plataforma) 1200 x 140 | [ID 1444] - Assembly (Grating) 1200 x 140 | 3571 | 23MBR305 | Stack+Diffusor+Diverter | 1 | PCE | Germany | [6 empty] | 2323 | S-2323-0031-A-23-3571-00263591-N | 9963 | 8962.87 | 85.72 | 900 | 240 | 200 | 11744-1000-23 | 22730132 | 732690 | N | N
Polo | Braden-Europe B.V. HEERLEN | TPMC | Plataforma y barandilla y escalera y rejas | Paltform & Handrail & Ladder & Grating | [ID 1445] - Ensamblaje (Enrejado de plataforma) 1200 x 140 | [ID 1445] - Assembly (Grating) 1200 x 140 | 3571 | 23MBR305 | Stack+Diffusor+Diverter | 1 | PCE | Germany | [6 empty] | 2323 | S-2323-0031-A-23-3571-00263591-N | 9963 | 8962.87 | 84.03 | 900 | 240 | 200 | 11744-1000-23 | 22730133 | 732690 | N | N
Polo | Braden-Europe B.V. HEERLEN | TPMC | Plataforma y barandilla y escalera y rejas | Paltform & Handrail & Ladder & Grating | [ID 1446] - Ensamblaje (Enrejado de plataforma) 1200 x 140 | [ID 1446] - Assembly (Grating) 1200 x 140 | 3571 | 23MBR305 | Stack+Diffusor+Diverter | 1 | PCE | Germany | [6 empty] | 2323 | S-2323-0031-A-23-3571-00263591-N | 9963 | 8962.87 | 73.38 | 900 | 240 | 200 | 11744-1000-23 | 22730134 | 732690 | N | N
Polo | Braden-Europe B.V. HEERLEN | TPMC | Plataforma y barandilla y escalera y rejas | Paltform & Handrail & Ladder & Grating | [ID 1447] - Ensamblaje (Enrejado de plataforma) 1210 x 140 | [ID 1447] - Assembly (Grating) 1210 x 140 | 3571 | 23MBR305 | Stack+Diffusor+Diverter | 1 | PCE | Germany | [6 empty] | 2323 | S-2323-0031-A-23-3571-00263591-N | 9963 | 8962.87 | 82.25 | 900 | 240 | 200 | 11744-1000-23 | 22730135 | 732690 | N | N
Polo | Braden-Europe B.V. HEERLEN | TPMC | Plataforma y barandilla y escalera y rejas | Paltform & Handrail & Ladder & Grating | [ID 1448] - Ensamblaje (Enrejado de plataforma) 1200 x 30 | [ID 1448] - Assembly (Grating) 1200 x 30 | 3571 | 23MBR305 | Stack+Diffusor+Diverter | 1 | PCE | Germany | [6 empty] | 2323 | S-2323-0031-A-23-3571-00263591-N | 9963 | 8962.87 | 71.59 | 900 | 240 | 200 | 11744-1000-23 | 22730136 | 732690 | N | N
Polo | Braden-Europe B.V. HEERLEN | TPMC | Plataforma y barandilla y escalera y rejas | Paltform & Handrail & Ladder & Grating | [ID 1449] - Ensamblaje (la barandilla 01 y la escalera ) 1280 x 221 | [ID 1449] - Assembly (Railing 01 with ladder) 1280 x 221 | 3571 | 23MBR305 | Stack+Diffusor+Diverter | 1 | PCE | Germany | [6 empty] | 2323 | S-2323-0031-A-23-3571-00263591-N | 9963 | 8962.87 | 39 | 900 | 240 | 200 | 11744-1000-23 | 22730137 | 732690 | N | N
Polo | Braden-Europe B.V. HEERLEN | TPMC | Plataforma y barandilla y escalera y rejas | Paltform & Handrail & Ladder & Grating | [ID 1450] - Ensamblaje (la barandilla 02 y la escalera) 832 x 72 | [ID 1450] - Assembly (Railing 02 with ladder) 832 x 72 | 3571 | 23MBR305 | Stack+Diffusor+Diverter | 1 | PCE | Germany | [6 empty] | 2323 | S-2323-0031-A-23-3571-00263591-N | 9963 | 8962.87 | 22.37 | 900 | 240 | 200 | 11744-1000-23 | 22730138 | 732690 | N | N
Polo | Braden-Europe B.V. HEERLEN | TPMC | Plataforma y barandilla y escalera y rejas | Paltform & Handrail & Ladder & Grating | [ID 1451] - Ensamblaje (Enrejado de plataforma) 1200 x 140 | [ID 1451] - Assembly (Grating) 1200 x 140 | 3571 | 23MBR305 | Stack+Diffusor+Diverter | 1 | PCE | Germany | [6 empty] | 2323 | S-2323-0031-A-23-3571-00263591-N | 9963 | 8962.87 | 60.01 | 900 | 240 | 200 | 11744-1000-23 | 22730139 | 732690 | N | N
Polo | Braden-Europe B.V. HEERLEN | TPMC | Plataforma y barandilla y escalera y rejas | Paltform & Handrail & Ladder & Grating | [ID 1452] - Ensamblaje (Enrejado de plataforma) 1200 x 140 | [ID 1452] - Assembly (Grating) 1200 x 140 | 3571 | 23MBR305 | Stack+Diffusor+Diverter | 1 | PCE | Germany | [6 empty] | 2323 | S-2323-0031-A-23-3571-00263591-N | 9963 | 8962.87 | 71.59 | 900 | 240 | 200 | 11744-1000-23 | 22730140 | 732690 | N | N
Polo | Braden-Europe B.V. HEERLEN | TPMC | Plataforma y barandilla y escalera y rejas | Paltform & Handrail & Ladder & Grating | [ID 1453] - Ensamblaje (Enrejado de plataforma) 1210 x 140 | [ID 1453] - Assembly (Grating) 1210 x 140 | 3571 | 23MBR305 | Stack+Diffusor+Diverter | 1 | PCE | Germany | [6 empty] | 2323 | S-2323-0031-A-23-3571-00263591-N | 9963 | 8962.87 | 82.25 | 900 | 240 | 200 | 11744-1000-23 | 22730141 | 732690 | N | N
Polo | Braden-Europe B.V. HEERLEN | TPMC | Plataforma y barandilla y escalera y rejas | Paltform & Handrail & Ladder & Grating | [ID 1454] - Ensamblaje (Enrejado de plataforma) 1200 x 140 | [ID 1454] - Assembly (Grating) 1200 x 140 | 3571 | 23MBR305 | Stack+Diffusor+Diverter | 1 | PCE | Germany | [6 empty] | 2323 | S-2323-0031-A-23-3571-00263591-N | 9963 | 8962.87 | 71.97 | 900 | 240 | 200 | 11744-1000-23 | 22730142 | 732690 | N | N
Polo | Braden-Europe B.V. HEERLEN | TPMC | Plataforma y barandilla y escalera y rejas | Paltform & Handrail & Ladder & Grating | [ID 1455] - Ensamblaje ( la barandilla) 130 x 72 | [ID 1455] - Assembly (Railing Support) 130 x 72 | 3571 | 23MBR305 | Stack+Diffusor+Diverter | 1 | PCE | Germany | [6 empty] | 2323 | S-2323-0031-A-23-3571-00263591-N | 9963 | 8962.87 | 7.12 | 900 | 240 | 200 | 11744-1000-23 | 22730143 | 730890 | N | N
Polo | Braden-Europe B.V. HEERLEN | TPMC | Plataforma y barandilla y escalera y rejas | Paltform & Handrail & Ladder & Grating | [ID 1456] - Ensamblaje ( la barandilla 01 construcción) 1124 x 72 | [ID 1456] - Assembly (Railing 01 Stack Support) 1124 x 72 | 3571 | 23MBR305 | Stack+Diffusor+Diverter | 1 | PCE | Germany | [6 empty] | 2323 | S-2323-0031-A-23-3571-00263591-N | 9963 | 8962.87 | 79.06 | 900 | 240 | 200 | 11744-1000-23 | 22730144 | 730890 | N | N
Polo | Braden-Europe B.V. HEERLEN | TPMC | Plataforma y barandilla y escalera y rejas | Paltform & Handrail & Ladder & Grating | [ID 1459] - Ensamblaje ( la barandilla 05 construcción) 1124 x 72 | [ID 1459] - Assembly (Railing 05 Stack Support) 1124 x 72 | 3571 | 23MBR305 | Stack+Diffusor+Diverter | 1 | PCE | Germany | [6 empty] | 2323 | S-2323-0031-A-23-3571-00263591-N | 9963 | 8962.87 | 62.89 | 900 | 240 | 200 | 11744-1000-23 | 22730145 | 730890 | N | N
Polo | Braden-Europe B.V. HEERLEN | TPMC | Plataforma y barandilla y escalera y rejas | Paltform & Handrail & Ladder & Grating | [ID 1460] - Ensamblaje ( la barandilla 06 construcción) 1127 x 74 | [ID 1460] - Assembly (Railing 06 Stack Support) 1127 x 74 | 3571 | 23MBR305 | Stack+Diffusor+Diverter | 1 | PCE | Germany | [6 empty] | 2323 | S-2323-0031-A-23-3571-00263591-N | 9963 | 8962.87 | 48.63 | 900 | 240 | 200 | 11744-1000-23 | 22730146 | 730890 | N | N
Polo | Braden-Europe B.V. HEERLEN | TPMC | Plataforma y barandilla y escalera y rejas | Paltform & Handrail & Ladder & Grating | [ID 1462] - Ensamblaje ( la barandilla 07 construcción) 1124 x 72 | [ID 1462] - Assembly (Railing 07 Stack Support) 1124 x 72 | 3571 | 23MBR305 | Stack+Diffusor+Diverter | 2 | PCE | Germany | [6 empty] | 2323 | S-2323-0031-A-23-3571-00263591-N | 9963 | 8962.87 | 152.86 | 900 | 240 | 200 | 11744-1000-23 | 22730147 | 730890 | N | N
Polo | Braden-Europe B.V. HEERLEN | TPMC | Plataforma y barandilla y escalera y rejas | Paltform & Handrail & Ladder & Grating | [ID 1463] - Ensamblaje ( la barandilla 08 construcción) 1124 x 72 | [ID 1463] - Assembly (Railing 08 Stack Support) 1124 x 72 | 3571 | 23MBR305 | Stack+Diffusor+Diverter | 1 | PCE | Germany | [6 empty] | 2323 | S-2323-0031-A-23-3571-00263591-N | 9963 | 8962.87 | 61.83 | 900 | 240 | 200 | 11744-1000-23 | 22730148 | 730890 | N | N
Polo | Braden-Europe B.V. HEERLEN | TPMC | Plataforma y barandilla y escalera y rejas | Paltform & Handrail & Ladder & Grating | [ID 1464] - Ensamblaje ( la barandilla 09 construcción) 1124 x 72 | [ID 1464] - Assembly (Railing 09 Stack Support) 1124 x 72 | 3571 | 23MBR305 | Stack+Diffusor+Diverter | 1 | PCE | Germany | [6 empty] | 2323 | S-2323-0031-A-23-3571-00263591-N | 9963 | 8962.87 | 61.83 | 900 | 240 | 200 | 11744-1000-23 | 22730149 | 730890 | N | N
Polo | Braden-Europe B.V. HEERLEN | TPMC | Plataforma y barandilla y escalera y rejas | Paltform & Handrail & Ladder & Grating | [ID 1467] - Ensamblaje ( la barandilla 12 construcción) 1124 x 72 | [ID 1467] - Assembly (Railing 12 Stack Support) 1124 x 72 | 3571 | 23MBR305 | Stack+Diffusor+Diverter | 1 | PCE | Germany | [6 empty] | 2323 | S-2323-0031-A-23-3571-00263591-N | 9963 | 8962.87 | 72.63 | 900 | 240 | 200 | 11744-1000-23 | 22730150 | 731822 | N | N
Polo | Braden-Europe B.V. HEERLEN | TPMC | Plataforma y barandilla y escalera y rejas | Paltform & Handrail & Ladder & Grating | [ID 1468] - Ensamblaje ( la barandilla 13 construcción) 1124 x 72 | [ID 1468] - Assembly (Railing 13 Stack Support) 1124 x 72 | 3571 | 23MBR305 | Stack+Diffusor+Diverter | 1 | PCE | Germany | [6 empty] | 2323 | S-2323-0031-A-23-3571-00263591-N | 9963 | 8962.87 | 53.84 | 900 | 240 | 200 | 11744-1000-23 | 22730151 | 730890 | N | N
Polo | Braden-Europe B.V. HEERLEN | TPMC | Plataforma y barandilla y escalera y rejas | Paltform & Handrail & Ladder & Grating | [ID 1470] - Ensamblaje (Enrejado de plataforma) 1200 x 140 | [ID 1470] - Assembly (Grating) 1200 x 140 | 3571 | 23MBR305 | Stack+Diffusor+Diverter | 1 | PCE | Germany | [6 empty] | 2323 | S-2323-0031-A-23-3571-00263591-N | 9963 | 8962.87 | 73.31 | 900 | 240 | 200 | 11744-1000-23 | 22730152 | 732690 | N | N
Polo | Braden-Europe B.V. HEERLEN | TPMC | Plataforma y barandilla y escalera y rejas | Paltform & Handrail & Ladder & Grating | [ID 1471] - XSP 330-34/24-3 Nr. 11 1200 x 30 (Rejilla de plataforma) | [ID 1471] - XSP 330-34/24-3 Nr. 11 1200 x 30 | 3571 | 23MBR305 | Stack+Diffusor+Diverter | 3 | PCE | Germany | [6 empty] | 2323 | S-2323-0031-A-23-3571-00263591-N | 9963 | 8962.87 | 216 | 900 | 240 | 200 | 11744-1000-23 | 22730153 | 732690 | N | N
Polo | Braden-Europe B.V. HEERLEN | TPMC | Plataforma y barandilla y escalera y rejas | Paltform & Handrail & Ladder & Grating | [ID 1481] - Ensamblaje (La armadura con el acceso de la escalera)) 840 x 180 | [ID 1481] - Assembly (Frame with ladder access) 840 x 180 | 3571 | 23MBR305 | Stack+Diffusor+Diverter | 1 | PCE | Germany | [6 empty] | 2323 | S-2323-0031-A-23-3571-00263591-N | 9963 | 8962.87 | 369.73 | 900 | 240 | 200 | 11744-1000-23 | 22730154 | 732690 | N | N
Polo | Braden-Europe B.V. HEERLEN | TPMC | Plataforma y barandilla y escalera y rejas | Paltform & Handrail & Ladder & Grating | [ID 1485] - Ensamblaje (soporte de plataforma CH) 300 x 280 | [ID 1485] - Assembly (Support CH Platform) 300 x 280 | 3571 | 23MBR305 | Stack+Diffusor+Diverter | 1 | PCE | Germany | [6 empty] | 2323 | S-2323-0031-A-23-3571-00263591-N | 9963 | 8962.87 | 169.24 | 900 | 240 | 200 | 11744-1000-23 | 22730155 | 730890 | N | N
Polo | Braden-Europe B.V. HEERLEN | TPMC | Plataforma y barandilla y escalera y rejas | Paltform & Handrail & Ladder & Grating | [ID 1486] - Ensamblaje (soporte de plataforma CH) 300 x 280 | [ID 1486] - Assembly (Support CH Platform) 300 x 280 | 3571 | 23MBR305 | Stack+Diffusor+Diverter | 1 | PCE | Germany | [6 empty] | 2323 | S-2323-0031-A-23-3571-00263591-N | 9963 | 8962.87 | 169.42 | 900 | 240 | 200 | 11744-1000-23 | 22730156 | 730890 | N | N
Polo | Braden-Europe B.V. HEERLEN | TPMC | Plataforma y barandilla y escalera y rejas | Paltform & Handrail & Ladder & Grating | [ID 1487] - Ensamblaje (soporte de plataforma CH) 300 x 280 | [ID 1487] - Assembly (Support CH Platform) 300 x 280 | 3571 | 23MBR305 | Stack+Diffusor+Diverter | 1 | PCE | Germany | [6 empty] | 2323 | S-2323-0031-A-23-3571-00263591-N | 9963 | 8962.87 | 169.42 | 900 | 240 | 200 | 11744-1000-23 | 22730157 | 730890 | N | N
Polo | Braden-Europe B.V. HEERLEN | TPMC | Plataforma y barandilla y escalera y rejas | Paltform & Handrail & Ladder & Grating | [ID 1488] - Ensamblaje (Kickboard) 120 x 10 | [ID 1488] - Assembly (Kickboard) 120 x 10 | 3571 | 23MBR305 | Stack+Diffusor+Diverter | 2 | PCE | Germany | [6 empty] | 2323 | S-2323-0031-A-23-3571-00263591-N | 9963 | 8962.87 | 30.73 | 900 | 240 | 200 | 11744-1000-23 | 22730158 | 732690 | N | N
Polo | Braden-Europe B.V. HEERLEN | TPMC | Plataforma y barandilla y escalera y rejas | Paltform & Handrail & Ladder & Grating | [ID 1489] - Ensamblaje (la barandilla) 48 x 48 | [ID 1489] - Assembly (Railing) 48 x 48 | 3571 | 23MBR305 | Stack+Diffusor+Diverter | 4 | PCE | Germany | [6 empty] | 2323 | S-2323-0031-A-23-3571-00263591-N | 9963 | 8962.87 | 29.53 | 900 | 240 | 200 | 11744-1000-23 | 22730159 | 732690 | N | N
Polo | Braden-Europe B.V. HEERLEN | TPMC | Plataforma y barandilla y escalera y rejas | Paltform & Handrail & Ladder & Grating | [ID 1490] - XSP 330-34/24-3 Nr. 11 948 x 30 (Rejilla de plataforma) | [ID 1490] - XSP 330-34/24-3 Nr. 11 948 x 30 | 3571 | 23MBR305 | Stack+Diffusor+Diverter | 1 | PCE | Germany | [6 empty] | 2323 | S-2323-0031-A-23-3571-00263591-N | 9963 | 8962.87 | 39.48 | 900 | 240 | 200 | 11744-1000-23 | 22730160 | 732690 | N | N
Polo | Braden-Europe B.V. HEERLEN | TPMC | Plataforma y barandilla y escalera y rejas | Paltform & Handrail & Ladder & Grating | [ID 1491] - XSP 330-34/24-3 Nr. 11 820 x 30 (Rejilla de plataforma) | [ID 1491] - XSP 330-34/24-3 Nr. 11 820 x 30 | 3571 | 23MBR305 | Stack+Diffusor+Diverter | 1 | PCE | Germany | [6 empty] | 2323 | S-2323-0031-A-23-3571-00263591-N | 9963 | 8962.87 | 26.45 | 900 | 240 | 200 | 11744-1000-23 | 22730161 | 732690 | N | N
Polo | Braden-Europe B.V. HEERLEN | TPMC | Plataforma y barandilla y escalera y rejas | Paltform & Handrail & Ladder & Grating | [ID 1492] - XSP 330-34/24-3 Nr. 11 820 x 30 (Rejilla de plataforma) | [ID 1492] - XSP 330-34/24-3 Nr. 11 820 x 30 | 3571 | 23MBR305 | Stack+Diffusor+Diverter | 1 | PCE | Germany | [6 empty] | 2323 | S-2323-0031-A-23-3571-00263591-N | 9963 | 8962.87 | 36.84 | 900 | 240 | 200 | 11744-1000-23 | 22730162 | 732690 | N | N
Polo | Braden-Europe B.V. HEERLEN | TPMC | Plataforma y barandilla y escalera y rejas | Paltform & Handrail & Ladder & Grating | [ID 1510] - Enrejado de plataforma 2 | [ID 1510] - GRATING 2 | 3571 | 23MBR305 | Stack+Diffusor+Diverter | 1 | PCE | Germany | [6 empty] | 2323 | S-2323-0031-A-23-3571-00263591-N | 9963 | 8962.87 | 88.6 | 900 | 240 | 200 | 11744-1000-23 | 22730163 | 732690 | N | N
Polo | Braden-Europe B.V. HEERLEN | TPMC | Plataforma y barandilla y escalera y rejas | Paltform & Handrail & Ladder & Grating | [ID 1511] - Enrejado de plataforma 3 | [ID 1511] - GRATING 3 | 3571 | 23MBR305 | Stack+Diffusor+Diverter | 1 | PCE | Germany | [6 empty] | 2323 | S-2323-0031-A-23-3571-00263591-N | 9963 | 8962.87 | 77.8 | 900 | 240 | 200 | 11744-1000-23 | 22730164 | 732690 | N | N
Polo | Braden-Europe B.V. HEERLEN | TPMC | Plataforma y barandilla y escalera y rejas | Paltform & Handrail & Ladder & Grating | [ID 1512] - Enrejado de plataforma 4 | [ID 1512] - GRATING 4 | 3571 | 23MBR305 | Stack+Diffusor+Diverter | 8 | PCE | Germany | [6 empty] | 2323 | S-2323-0031-A-23-3571-00263591-N | 9963 | 8962.87 | 579.2 | 900 | 240 | 200 | 11744-1000-23 | 22730165 | 732690 | N | N
Polo | Braden-Europe B.V. HEERLEN | TPMC | Plataforma y barandilla y escalera y rejas | Paltform & Handrail & Ladder & Grating | [ID 1513] - Enrejado de plataforma 5 | [ID 1513] - GRATING 5 | 3571 | 23MBR305 | Stack+Diffusor+Diverter | 1 | PCE | Germany | [6 empty] | 2323 | S-2323-0031-A-23-3571-00263591-N | 9963 | 8962.87 | 76.7 | 900 | 240 | 200 | 11744-1000-23 | 22730166 | 732690 | N | N
Polo | Braden-Europe B.V. HEERLEN | TPMC | Plataforma y barandilla y escalera y rejas | Paltform & Handrail & Ladder & Grating | [ID 1514] - Enrejado de plataforma 10 | [ID 1514] - GRATING 10 | 3571 | 23MBR305 | Stack+Diffusor+Diverter | 1 | PCE | Germany | [6 empty] | 2323 | S-2323-0031-A-23-3571-00263591-N | 9963 | 8962.87 | 15.6 | 900 | 240 | 200 | 11744-1000-23 | 22730167 | 732690 | N | N
Polo | Braden-Europe B.V. HEERLEN | TPMC | Plataforma y barandilla y escalera y rejas | Paltform & Handrail & Ladder & Grating | [ID 1515] - Enrejado de plataforma 11 | [ID 1515] - GRATING 11 | 3571 | 23MBR305 | Stack+Diffusor+Diverter | 1 | PCE | Germany | [6 empty] | 2323 | S-2323-0031-A-23-3571-00263591-N | 9963 | 8962.87 | 30.8 | 900 | 240 | 200 | 11744-1000-23 | 22730168 | 732690 | N | N
Polo | Braden-Europe B.V. HEERLEN | TPMC | Plataforma y barandilla y escalera y rejas | Paltform & Handrail & Ladder & Grating | [ID 1516] - Enrejado de plataforma 16 | [ID 1516] - GRATING 16 | 3571 | 23MBR305 | Stack+Diffusor+Diverter | 1 | PCE | Germany | [6 empty] | 2323 | S-2323-0031-A-23-3571-00263591-N | 9963 | 8962.87 | 77.8 | 900 | 240 | 200 | 11744-1000-23 | 22730169 | 732690 | N | N
Polo | Braden-Europe B.V. HEERLEN | TPMC | Plataforma y barandilla y escalera y rejas | Paltform & Handrail & Ladder & Grating | [ID 1517] - Enrejado de plataforma 17 | [ID 1517] - GRATING 17 | 3571 | 23MBR305 | Stack+Diffusor+Diverter | 1 | PCE | Germany | [6 empty] | 2323 | S-2323-0031-A-23-3571-00263591-N | 9963 | 8962.87 | 77.8 | 900 | 240 | 200 | 11744-1000-23 | 22730170 | 732690 | N | N
Polo | Braden-Europe B.V. HEERLEN | TPMC | Plataforma y barandilla y escalera y rejas | Paltform & Handrail & Ladder & Grating | [ID 1518] - Enrejado de plataforma 18 | [ID 1518] - GRATING 18 | 3571 | 23MBR305 | Stack+Diffusor+Diverter | 1 | PCE | Germany | [6 empty] | 2323 | S-2323-0031-A-23-3571-00263591-N | 9963 | 8962.87 | 77.8 | 900 | 240 | 200 | 11744-1000-23 | 22730171 | 732690 | N | N
Polo | Braden-Europe B.V. HEERLEN | TPMC | Plataforma y barandilla y escalera y rejas | Paltform & Handrail & Ladder & Grating | [ID 1519] - Enrejado de plataforma 19 | [ID 1519] - GRATING 19 | 3571 | 23MBR305 | Stack+Diffusor+Diverter | 1 | PCE | Germany | [6 empty] | 2323 | S-2323-0031-A-23-3571-00263591-N | 9963 | 8962.87 | 88.7 | 900 | 240 | 200 | 11744-1000-23 | 22730172 | 732690 | N | N
Polo | Braden-Europe B.V. HEERLEN | TPMC | Plataforma y barandilla y escalera y rejas | Paltform & Handrail & Ladder & Grating | [ID 1520] - Enrejado de plataforma 20 | [ID 1520] - GRATING 20 | 3571 | 23MBR305 | Stack+Diffusor+Diverter | 1 | PCE | Germany | [6 empty] | 2323 | S-2323-0031-A-23-3571-00263591-N | 9963 | 8962.87 | 32.6 | 900 | 240 | 200 | 11744-1000-23 | 22730173 | 732690 | N | N
Polo | Braden-Europe B.V. HEERLEN | TPMC | Plataforma y barandilla y escalera y rejas | Paltform & Handrail & Ladder & Grating | [ID 1521] - Enrejado de plataforma 21 | [ID 1521] - GRATING 21 | 3571 | 23MBR305 | Stack+Diffusor+Diverter | 4 | PCE | Germany | [6 empty] | 2323 | S-2323-0031-A-23-3571-00263591-N | 9963 | 8962.87 | 34.8 | 900 | 240 | 200 | 11744-1000-23 | 22730174 | 732690 | N | N
Polo | Braden-Europe B.V. HEERLEN | TPMC | Plataforma y barandilla y escalera y rejas | Paltform & Handrail & Ladder & Grating | [ID 1522] - Enrejado de plataforma 22 | [ID 1522] - GRATING 22 | 3571 | 23MBR305 | Stack+Diffusor+Diverter | 1 | PCE | Germany | [6 empty] | 2323 | S-2323-0031-A-23-3571-00263591-N | 9963 | 8962.87 | 13.4 | 900 | 240 | 200 | 11744-1000-23 | 22730175 | 732690 | N | N
Polo | Braden-Europe B.V. HEERLEN | TPMC | Plataforma y barandilla y escalera y rejas | Paltform & Handrail & Ladder & Grating | [ID 1523] - Enrejado de plataforma 23 | [ID 1523] - GRATING 23 | 3571 | 23MBR305 | Stack+Diffusor+Diverter | 1 | PCE | Germany | [6 empty] | 2323 | S-2323-0031-A-23-3571-00263591-N | 9963 | 8962.87 | 34.8 | 900 | 240 | 200 | 11744-1000-23 | 22730176 | 732690 | N | N
Polo | Braden-Europe B.V. HEERLEN | TPMC | Plataforma y barandilla y escalera y rejas | Paltform & Handrail & Ladder & Grating | [ID 1672] - Ensamblaje (La escalera de entre plataformas LSC ) 620 x 240 | [ID 1672] - Assembly (Ladder between Platforms LSC ) 620 x 240 | 3571 | 23MBR305 | Stack+Diffusor+Diverter | 1 | PCE | Germany | [6 empty] | 2323 | S-2323-0031-A-23-3571-00263591-N | 9963 | 8962.87 | 212.18 | 900 | 240 | 200 | 11744-1000-23 | 22730177 | 732690 | N | N
Polo | Braden-Europe B.V. HEERLEN | TPMC | Plataforma y barandilla y escalera y rejas | Paltform & Handrail & Ladder & Grating | [ID 1673] - Chapa doblado 674 x 80 | [ID 1673] - Bended Plate 674 x 80 | 3571 | 23MBR305 | Stack+Diffusor+Diverter | 2 | PCE | Germany | [6 empty] | 2323 | S-2323-0031-A-23-3571-00263591-N | 9963 | 8962.87 | 9.89 | 900 | 240 | 200 | 11744-1000-23 | 22730178 | 732690 | N | N
Polo | Braden-Europe B.V. HEERLEN | TPMC | Plataforma y barandilla y escalera y rejas | Paltform & Handrail & Ladder & Grating | [ID 1674] - Chapa de acero50 x 5 | [ID 1674] - Plate 50 x 5 | 3571 | 23MBR305 | Stack+Diffusor+Diverter | 1 | PCE | Germany | [6 empty] | 2323 | S-2323-0031-A-23-3571-00263591-N | 9963 | 8962.87 | 2.06 | 900 | 240 | 200 | 11744-1000-23 | 22730179 | 730890 | N | N
Polo | Braden-Europe B.V. HEERLEN | TPMC | Plataforma y barandilla y escalera y rejas | Paltform & Handrail & Ladder & Grating | [ID 1675] - Chapa doblado 110 x 70 | [ID 1675] - Bended Plate 110 x 70 | 3571 | 23MBR305 | Stack+Diffusor+Diverter | 2 | PCE | Germany | [6 empty] | 2323 | S-2323-0031-A-23-3571-00263591-N | 9963 | 8962.87 | 3.58 | 900 | 240 | 200 | 11744-1000-23 | 22730180 | 732690 | N | N
Polo | Braden-Europe B.V. HEERLEN | TPMC | Plataforma y barandilla y escalera y rejas | Paltform & Handrail & Ladder & Grating | [ID 1676] - Chapa doblado 55 x 50 | [ID 1676] - Bended Plate 55 x 50 | 3571 | 23MBR305 | Stack+Diffusor+Diverter | 1 | PCE | Germany | [6 empty] | 2323 | S-2323-0031-A-23-3571-00263591-N | 9963 | 8962.87 | 5.96 | 900 | 240 | 200 | 11744-1000-23 | 22730181 | 732690 | N | N
Polo | Braden-Europe B.V. HEERLEN | TPMC | Plataforma y barandilla y escalera y rejas | Paltform & Handrail & Ladder & Grating | [ID 1677] - Chapa doblado 85 x 50 | [ID 1677] - Bended Plate 85 x 50 | 3571 | 23MBR305 | Stack+Diffusor+Diverter | 1 | PCE | Germany | [6 empty] | 2323 | S-2323-0031-A-23-3571-00263591-N | 9963 | 8962.87 | 5.97 | 900 | 240 | 200 | 11744-1000-23 | 22730182 | 732690 | N | N
Polo | Braden-Europe B.V. HEERLEN | TPMC | Plataforma y barandilla y escalera y rejas | Paltform & Handrail & Ladder & Grating | [ID 1678] - Chapa doblado 95 x 50 | [ID 1678] - Bended Plate 95 x 50 | 3571 | 23MBR305 | Stack+Diffusor+Diverter | 1 | PCE | Germany | [6 empty] | 2323 | S-2323-0031-A-23-3571-00263591-N | 9963 | 8962.87 | 5.97 | 900 | 240 | 200 | 11744-1000-23 | 22730183 | 732690 | N | N
Polo | Braden-Europe B.V. HEERLEN | TPMC | Plataforma y barandilla y escalera y rejas | Paltform & Handrail & Ladder & Grating | [ID 1679] - Chapa doblado 710 x 80 | [ID 1679] - Bended Plate 710 x 80 | 3571 | 23MBR305 | Stack+Diffusor+Diverter | 1 | PCE | Germany | [6 empty] | 2323 | S-2323-0031-A-23-3571-00263591-N | 9963 | 8962.87 | 7.94 | 900 | 240 | 200 | 11744-1000-23 | 22730184 | 732690 | N | N
Polo | Braden-Europe B.V. HEERLEN | TPMC | Plataforma y barandilla y escalera y rejas | Paltform & Handrail & Ladder & Grating | [ID 1680] - Chapa doblado 800 x 80 | [ID 1680] - Bended Plate 800 x 80 | 3571 | 23MBR305 | Stack+Diffusor+Diverter | 1 | PCE | Germany | [6 empty] | 2323 | S-2323-0031-A-23-3571-00263591-N | 9963 | 8962.87 | 8.65 | 900 | 240 | 200 | 11744-1000-23 | 22730185 | 732690 | N | N
Polo | Braden-Europe B.V. HEERLEN | TPMC | Plataforma y barandilla y escalera y rejas | Paltform & Handrail & Ladder & Grating | [ID 1681] - Chapa doblado 50 x 30 | [ID 1681] - Bended Plate 50 x 30 | 3571 | 23MBR305 | Stack+Diffusor+Diverter | 1 | PCE | Germany | [6 empty] | 2323 | S-2323-0031-A-23-3571-00263591-N | 9963 | 8962.87 | 4.05 | 900 | 240 | 200 | 11744-1000-23 | 22730186 | 732690 | N | N
Polo | Braden-Europe B.V. HEERLEN | TPMC | Plataforma y barandilla y escalera y rejas | Paltform & Handrail & Ladder & Grating | [ID 1682] - Chapa doblado 85 x 50 | [ID 1682] - Bended Plate 85 x 50 | 3571 | 23MBR305 | Stack+Diffusor+Diverter | 1 | PCE | Germany | [6 empty] | 2323 | S-2323-0031-A-23-3571-00263591-N | 9963 | 8962.87 | 2.1 | 900 | 240 | 200 | 11744-1000-23 | 22730187 | 732690 | N | N
Polo | Braden-Europe B.V. HEERLEN | TPMC | Plataforma y barandilla y escalera y rejas | Paltform & Handrail & Ladder & Grating | [ID 1683] - Chapa doblado 55 x 50 | [ID 1683] - Bended Plate 55 x 50 | 3571 | 23MBR305 | Stack+Diffusor+Diverter | 1 | PCE | Germany | [6 empty] | 2323 | S-2323-0031-A-23-3571-00263591-N | 9963 | 8962.87 | 2.1 | 900 | 240 | 200 | 11744-1000-23 | 22730188 | 732690 | N | N
Polo | Braden-Europe B.V. HEERLEN | TPMC | Plataforma y barandilla y escalera y rejas | Paltform & Handrail & Ladder & Grating | [ID 1684] - Chapa doblado 50 x 30 | [ID 1684] - Bended Plate 50 x 30 | 3571 | 23MBR305 | Stack+Diffusor+Diverter | 1 | PCE | Germany | [6 empty] | 2323 | S-2323-0031-A-23-3571-00263591-N | 9963 | 8962.87 | 2.1 | 900 | 240 | 200 | 11744-1000-23 | 22730189 | 732690 | N | N
Polo | Braden-Europe B.V. HEERLEN | TPMC | Plataforma y barandilla y escalera y rejas | Paltform & Handrail & Ladder & Grating | [ID 1695] - Ensamblaje (La escalera) 830 x 240 | [ID 1695] - Assembly (Ladder) 830 x 240 | 3571 | 23MBR305 | Stack+Diffusor+Diverter | 1 | PCE | Germany | [6 empty] | 2323 | S-2323-0031-A-23-3571-00263591-N | 9963 | 8962.87 | 104.6 | 900 | 240 | 200 | 11744-1000-23 | 22730190 | 732690 | N | N
Polo | Braden-Europe B.V. HEERLEN | TPMC | Plataforma y barandilla y escalera y rejas | Paltform & Handrail & Ladder & Grating | [ID 1696] - Ensamblaje (El soporto para la escalera) 130 x 125 | [ID 1696] - Assembly (Ladder Support) 130 x 125 | 3571 | 23MBR305 | Stack+Diffusor+Diverter | 1 | PCE | Germany | [6 empty] | 2323 | S-2323-0031-A-23-3571-00263591-N | 9963 | 8962.87 | 2.33 | 900 | 240 | 200 | 11744-1000-23 | 22730191 | 732690 | N | N
Polo | Braden-Europe B.V. HEERLEN | TPMC | Plataforma y barandilla y escalera y rejas | Paltform & Handrail & Ladder & Grating | [ID 1697] - Ensamblaje (El soporto para la escalera) 130 x 125 | [ID 1697] - Assembly (Ladder Support) 130 x 125 | 3571 | 23MBR305 | Stack+Diffusor+Diverter | 1 | PCE | Germany | [6 empty] | 2323 | S-2323-0031-A-23-3571-00263591-N | 9963 | 8962.87 | 2.33 | 900 | 240 | 200 | 11744-1000-23 | 22730192 | 732690 | N | N
Polo | Braden-Europe B.V. HEERLEN | TPMC | Plataforma y barandilla y escalera y rejas | Paltform & Handrail & Ladder & Grating | [ID 1698] - Chapa doblado 110 x 70 | [ID 1698] - Bended Plate 110 x 70 | 3571 | 23MBR305 | Stack+Diffusor+Diverter | 2 | PCE | Germany | [6 empty] | 2323 | S-2323-0031-A-23-3571-00263591-N | 9963 | 8962.87 | 4.17 | 900 | 240 | 200 | 11744-1000-23 | 22730193 | 732690 | N | N
Polo | Braden-Europe B.V. HEERLEN | TPMC | Plataforma y barandilla y escalera y rejas | Paltform & Handrail & Ladder & Grating | [ID 1699] - Chapa de acero60 x 10 | [ID 1699] - Plate 60 x 10 | 3571 | 23MBR305 | Stack+Diffusor+Diverter | 2 | PCE | Germany | [6 empty] | 2323 | S-2323-0031-A-23-3571-00263591-N | 9963 | 8962.87 | 1.24 | 900 | 240 | 200 | 11744-1000-23 | 22730194 | 730890 | N | N
Polo | Braden-Europe B.V. HEERLEN | TPMC | Plataforma y barandilla y escalera y rejas | Paltform & Handrail & Ladder & Grating | [ID 1711] - Ensamblaje (LSD to LTD) 650 x 250 | [ID 1711] - Assembly (LSD to LTD) 650 x 250 | 3571 | 23MBR305 | Stack+Diffusor+Diverter | 1 | PCE | Germany | [6 empty] | 2323 | S-2323-0031-A-23-3571-00263591-N | 9963 | 8962.87 | 189.54 | 900 | 240 | 200 | 11744-1000-23 | 22730195 | 732690 | N | N
Polo | Braden-Europe B.V. HEERLEN | TPMC | Plataforma y barandilla y escalera y rejas | Paltform & Handrail & Ladder & Grating | [ID 1712] - Chapa doblado 710 x 80 | [ID 1712] - Bended Plate 710 x 80 | 3571 | 23MBR305 | Stack+Diffusor+Diverter | 1 | PCE | Germany | [6 empty] | 2323 | S-2323-0031-A-23-3571-00263591-N | 9963 | 8962.87 | 7.94 | 900 | 240 | 200 | 11744-1000-23 | 22730196 | 732690 | N | N
Polo | Braden-Europe B.V. HEERLEN | TPMC | Plataforma y barandilla y escalera y rejas | Paltform & Handrail & Ladder & Grating | [ID 1713] - Chapa doblado 800 x 80 | [ID 1713] - Bended Plate 800 x 80 | 3571 | 23MBR305 | Stack+Diffusor+Diverter | 1 | PCE | Germany | [6 empty] | 2323 | S-2323-0031-A-23-3571-00263591-N | 9963 | 8962.87 | 8.62 | 900 | 240 | 200 | 11744-1000-23 | 22730197 | 732690 | N | N
Polo | Braden-Europe B.V. HEERLEN | TPMC | Plataforma y barandilla y escalera y rejas | Paltform & Handrail & Ladder & Grating | [ID 1714] - Chapa doblado 271 x 185 | [ID 1714] - Bended Plate 271 x 185 | 3571 | 23MBR305 | Stack+Diffusor+Diverter | 1 | PCE | Germany | [6 empty] | 2323 | S-2323-0031-A-23-3571-00263591-N | 9963 | 8962.87 | 8.62 | 900 | 240 | 200 | 11744-1000-23 | 22730198 | 732690 | N | N
Polo | Braden-Europe B.V. HEERLEN | TPMC | Plataforma y barandilla y escalera y rejas | Paltform & Handrail & Ladder & Grating | [ID 1715] - Chapa doblado 185 x 71 | [ID 1715] - Bended Plate 185 x 71 | 3571 | 23MBR305 | Stack+Diffusor+Diverter | 1 | PCE | Germany | [6 empty] | 2323 | S-2323-0031-A-23-3571-00263591-N | 9963 | 8962.87 | 8.62 | 900 | 240 | 200 | 11744-1000-23 | 22730199 | 732690 | N | N
Polo | Braden-Europe B.V. HEERLEN | TPMC | Plataforma y barandilla y escalera y rejas | Paltform & Handrail & Ladder & Grating | [ID 1716] - Chapa doblado 800 x 80 | [ID 1716] - Bended Plate 800 x 80 | 3571 | 23MBR305 | Stack+Diffusor+Diverter | 1 | PCE | Germany | [6 empty] | 2323 | S-2323-0031-A-23-3571-00263591-N | 9963 | 8962.87 | 8.62 | 900 | 240 | 200 | 11744-1000-23 | 22730200 | 732690 | N | N
Polo | Braden-Europe B.V. HEERLEN | TPMC | Plataforma y barandilla y escalera y rejas | Paltform & Handrail & Ladder & Grating | [ID 1717] - Chapa doblado 185 x 86 | [ID 1717] - Bended Plate 185 x 86 | 3571 | 23MBR305 | Stack+Diffusor+Diverter | 1 | PCE | Germany | [6 empty] | 2323 | S-2323-0031-A-23-3571-00263591-N | 9963 | 8962.87 | 8.62 | 900 | 240 | 200 | 11744-1000-23 | 22730201 | 732690 | N | N
Polo | Braden-Europe B.V. HEERLEN | TPMC | Plataforma y barandilla y escalera y rejas | Paltform & Handrail & Ladder & Grating | [ID 1718] - Chapa doblado | [ID 1718] - Bended Plate x | 3571 | 23MBR305 | Stack+Diffusor+Diverter | 1 | PCE | Germany | [6 empty] | 2323 | S-2323-0031-A-23-3571-00263591-N | 9963 | 8962.87 | 8.62 | 900 | 240 | 200 | 11744-1000-23 | 22730202 | 732690 | N | N
Polo | Braden-Europe B.V. HEERLEN | TPMC | Plataforma y barandilla y escalera y rejas | Paltform & Handrail & Ladder & Grating | [ID 1719] - Chapa doblado 50 x 5 | [ID 1719] - Bended Plate 50 x 5 | 3571 | 23MBR305 | Stack+Diffusor+Diverter | 2 | PCE | Germany | [6 empty] | 2323 | S-2323-0031-A-23-3571-00263591-N | 9963 | 8962.87 | 4.16 | 900 | 240 | 200 | 11744-1000-23 | 22730203 | 732690 | N | N
Polo | Braden-Europe B.V. HEERLEN | TPMC | Plataforma y barandilla y escalera y rejas | Paltform & Handrail & Ladder & Grating | [ID 1720] - Chapa doblado 50 x 30 | [ID 1720] - Bended Plate 50 x 30 | 3571 | 23MBR305 | Stack+Diffusor+Diverter | 2 | PCE | Germany | [6 empty] | 2323 | S-2323-0031-A-23-3571-00263591-N | 9963 | 8962.87 | 4.51 | 900 | 240 | 200 | 11744-1000-23 | 22730204 | 732690 | N | N
Polo | Braden-Europe B.V. HEERLEN | TPMC | Plataforma y barandilla y escalera y rejas | Paltform & Handrail & Ladder & Grating | [ID 1721] - Chapa doblado 55 x 50 | [ID 1721] - Bended Plate 55 x 50 | 3571 | 23MBR305 | Stack+Diffusor+Diverter | 2 | PCE | Germany | [6 empty] | 2323 | S-2323-0031-A-23-3571-00263591-N | 9963 | 8962.87 | 4.51 | 900 | 240 | 200 | 11744-1000-23 | 22730205 | 732690 | N | N
Polo | Braden-Europe B.V. HEERLEN | TPMC | Plataforma y barandilla y escalera y rejas | Paltform & Handrail & Ladder & Grating | [ID 1722] - Chapa doblado 85 x 50 | [ID 1722] - Bended Plate 85 x 50 | 3571 | 23MBR305 | Stack+Diffusor+Diverter | 2 | PCE | Germany | [6 empty] | 2323 | S-2323-0031-A-23-3571-00263591-N | 9963 | 8962.87 | 4.52 | 900 | 240 | 200 | 11744-1000-23 | 22730206 | 732690 | N | N
Polo | Braden-Europe B.V. HEERLEN | TPMC | Plataforma y barandilla y escalera y rejas | Paltform & Handrail & Ladder & Grating | [ID 1723] - Chapa doblado 95 x 50 | [ID 1723] - Bended Plate 95 x 50 | 3571 | 23MBR305 | Stack+Diffusor+Diverter | 1 | PCE | Germany | [6 empty] | 2323 | S-2323-0031-A-23-3571-00263591-N | 9963 | 8962.87 | 2.26 | 900 | 240 | 200 | 11744-1000-23 | 22730207 | 732690 | N | N
Polo | Braden-Europe B.V. HEERLEN | TPMC | Plataforma y barandilla y escalera y rejas | Paltform & Handrail & Ladder & Grating | [ID 1724] - Chapa doblado 110 x 70 | [ID 1724] - Bended Plate 110 x 70 | 3571 | 23MBR305 | Stack+Diffusor+Diverter | 2 | PCE | Germany | [6 empty] | 2323 | S-2323-0031-A-23-3571-00263591-N | 9963 | 8962.87 | 2.81 | 900 | 240 | 200 | 11744-1000-23 | 22730208 | 732690 | N | N
Polo | Braden-Europe B.V. HEERLEN | TPMC | Plataforma y barandilla y escalera y rejas | Paltform & Handrail & Ladder & Grating | [ID 1725] - Chapa doblado 185 x 86 | [ID 1725] - Bended Plate 185 x 86 | 3571 | 23MBR305 | Stack+Diffusor+Diverter | 1 | PCE | Germany | [6 empty] | 2323 | S-2323-0031-A-23-3571-00263591-N | 9963 | 8962.87 | 8.62 | 900 | 240 | 200 | 11744-1000-23 | 22730209 | 732690 | N | N
Polo | Braden-Europe B.V. HEERLEN | TPMC | Plataforma y barandilla y escalera y rejas | Paltform & Handrail & Ladder & Grating | [ID 1726] - Chapa de acero50 x 5 | [ID 1726] - Plate 50 x 5 | 3571 | 23MBR305 | Stack+Diffusor+Diverter | 2 | PCE | Germany | [6 empty] | 2323 | S-2323-0031-A-23-3571-00263591-N | 9963 | 8962.87 | 2.84 | 900 | 240 | 200 | 11744-1000-23 | 22730210 | 730890 | N | N
Polo | Braden-Europe B.V. HEERLEN | TPMC | Plataforma y barandilla y escalera y rejas | Paltform & Handrail & Ladder & Grating | [ID 1727] - Chapa de acero50 x 5 | [ID 1727] - Plate 50 x 5 | 3571 | 23MBR305 | Stack+Diffusor+Diverter | 6 | PCE | Germany | [6 empty] | 2323 | S-2323-0031-A-23-3571-00263591-N | 9963 | 8962.87 | 14.81 | 900 | 240 | 200 | 11744-1000-23 | 22730211 | 730890 | N | N
Polo | Braden-Europe B.V. HEERLEN | TPMC | Plataforma y barandilla y escalera y rejas | Paltform & Handrail & Ladder & Grating | [ID 1738] - Ensamblaje (LSD to LTD) 740 x 160 | [ID 1738] - Assembly (LSD to LTD) 740 x 160 | 3571 | 23MBR305 | Stack+Diffusor+Diverter | 1 | PCE | Germany | [6 empty] | 2323 | S-2323-0031-A-23-3571-00263591-N | 9963 | 8962.87 | 152.01 | 900 | 240 | 200 | 11744-1000-23 | 22730212 | 732690 | N | N
Polo | Braden-Europe B.V. HEERLEN | TPMC | Plataforma y barandilla y escalera y rejas | Paltform & Handrail & Ladder & Grating | [ID 1739] - Ensamblaje (La escalera Hoop) 668 x 220 | [ID 1739] - Assembly (Ladder Hoop) 668 x 220 | 3571 | 23MBR305 | Stack+Diffusor+Diverter | 1 | PCE | Germany | [6 empty] | 2323 | S-2323-0031-A-23-3571-00263591-N | 9963 | 8962.87 | 5.17 | 900 | 240 | 200 | 11744-1000-23 | 22730213 | 732690 | N | N
Polo | Braden-Europe B.V. HEERLEN | TPMC | Plataforma y barandilla y escalera y rejas | Paltform & Handrail & Ladder & Grating | [ID 1740] - Chapa de acero50 x 5 | [ID 1740] - Plate 50 x 5 | 3571 | 23MBR305 | Stack+Diffusor+Diverter | 5 | PCE | Germany | [6 empty] | 2323 | S-2323-0031-A-23-3571-00263591-N | 9963 | 8962.87 | 10.54 | 900 | 240 | 200 | 11744-1000-23 | 22730214 | 730890 | N | N
Polo | Braden-Europe B.V. HEERLEN | TPMC | Plataforma y barandilla y escalera y rejas | Paltform & Handrail & Ladder & Grating | [ID 1741] - Chapa doblado 668 x 80 | [ID 1741] - Bended Plate 668 x 80 | 3571 | 23MBR305 | Stack+Diffusor+Diverter | 1 | PCE | Germany | [6 empty] | 2323 | S-2323-0031-A-23-3571-00263591-N | 9963 | 8962.87 | 4.94 | 900 | 240 | 200 | 11744-1000-23 | 22730215 | 732690 | N | N
Polo | Braden-Europe B.V. HEERLEN | TPMC | Plataforma y barandilla y escalera y rejas | Paltform & Handrail & Ladder & Grating | [ID 1742] - Chapa doblado 110 x 70 | [ID 1742] - Bended Plate 110 x 70 | 3571 | 23MBR305 | Stack+Diffusor+Diverter | 2 | PCE | Germany | [6 empty] | 2323 | S-2323-0031-A-23-3571-00263591-N | 9963 | 8962.87 | 3.58 | 900 | 240 | 200 | 11744-1000-23 | 22730216 | 732690 | N | N
Polo | Braden-Europe B.V. HEERLEN | TPMC | Plataforma y barandilla y escalera y rejas | Paltform & Handrail & Ladder & Grating | [ID 2047] - El Plataforma para el pozo de visita 1970 mm x 290 mm | [ID 2047] - MANHOLE PLATFORM 1970 mm x 290 mm | 3571 | 23MBR305 | Stack+Diffusor+Diverter | 1 | PCE | Germany | [6 empty] | 2323 | S-2323-0031-A-23-3571-00263591-N | 9963 | 8962.87 | 269 | 900 | 240 | 200 | 11744-1000-23 | 22730217 | 732690 | N | N
Polo | Braden-Europe B.V. HEERLEN | TPMC | Plataforma y barandilla y escalera y rejas | Paltform & Handrail & Ladder & Grating | [ID 2048] -Soporte de plataforma para el pozo de visita 200 mm x 133 mm | [ID 2048] - MANHOLE PLATFORM SUPPORT 200 mm x 133 mm | 3571 | 23MBR305 | Stack+Diffusor+Diverter | 4 | PCE | Germany | [6 empty] | 2323 | S-2323-0031-A-23-3571-00263591-N | 9963 | 8962.87 | 55.2 | 900 | 240 | 200 | 11744-1000-23 | 22730218 | 730890 | N | N
Polo | Braden-Europe B.V. HEERLEN | TPMC | Plataforma y barandilla y escalera y rejas | Paltform & Handrail & Ladder & Grating | [ID 2049] - La barandilla 1126 mm x 661 mm | [ID 2049] - RAILING 1126 mm x 661 mm | 3571 | 23MBR305 | Stack+Diffusor+Diverter | 1 | PCE | Germany | [6 empty] | 2323 | S-2323-0031-A-23-3571-00263591-N | 9963 | 8962.87 | 30.1 | 900 | 240 | 200 | 11744-1000-23 | 22730219 | 732690 | N | N
Polo | Braden-Europe B.V. HEERLEN | TPMC | Plataforma y barandilla y escalera y rejas | Paltform & Handrail & Ladder & Grating | [ID 2050] - La barandilla ASS.06 1126 mm x 87 mm | [ID 2050] - RAILING ASS.06 1126 mm x 87 mm | 3571 | 23MBR305 | Stack+Diffusor+Diverter | 1 | PCE | Germany | [6 empty] | 2323 | S-2323-0031-A-23-3571-00263591-N | 9963 | 8962.87 | 20.8 | 900 | 240 | 200 | 11744-1000-23 | 22730220 | 732690 | N | N
Polo | Braden-Europe B.V. HEERLEN | TPMC | Plataforma y barandilla y escalera y rejas | Paltform & Handrail & Ladder & Grating | [ID 2051] - Chapa doblado 110 mm x 95 mm | [ID 2051] - BENDED PLATE 110 mm x 95 mm | 3571 | 23MBR305 | Stack+Diffusor+Diverter | 2 | PCE | Germany | [6 empty] | 2323 | S-2323-0031-A-23-3571-00263591-N | 9963 | 8962.87 | 3.3 | 900 | 240 | 200 | 11744-1000-23 | 22730221 | 732690 | N | N
Polo | Braden-Europe B.V. HEERLEN | TPMC | Plataforma y barandilla y escalera y rejas | Paltform & Handrail & Ladder & Grating | [ID 2053] - XSP 330-34/24-3 No.11 870 mm x 30 mm (Rejilla de plataforma) | [ID 2053] - XSP 330-34/24-3 No.11 870 mm x 30 mm | 3571 | 23MBR305 | Stack+Diffusor+Diverter | 1 | PCE | Germany | [6 empty] | 2323 | S-2323-0031-A-23-3571-00263591-N | 9963 | 8962.87 | 72.4 | 900 | 240 | 200 | 11744-1000-23 | 22730222 | 732690 | N | N
Polo | Braden-Europe B.V. HEERLEN | TPMC | Plataforma y barandilla y escalera y rejas | Paltform & Handrail & Ladder & Grating | [ID 2054] - XSP 330-34/24-3 No.11 990 mm x 30 mm (Rejilla de plataforma) | [ID 2054] - XSP 330-34/24-3 No.11 990 mm x 30 mm | 3571 | 23MBR305 | Stack+Diffusor+Diverter | 1 | PCE | Germany | [6 empty] | 2323 | S-2323-0031-A-23-3571-00263591-N | 9963 | 8962.87 | 72.4 | 900 | 240 | 200 | 11744-1000-23 | 22730223 | 732690 | N | N
Polo | Braden-Europe B.V. HEERLEN | TPMC | Plataforma y barandilla y escalera y rejas | Paltform & Handrail & Ladder & Grating | [ID 2055] - XSP 330-34/24-3 No.11 490 mm x 30 mm (Rejilla de plataforma) | [ID 2055] - XSP 330-34/24-3 No.11 490 mm x 30 mm | 3571 | 23MBR305 | Stack+Diffusor+Diverter | 1 | PCE | Germany | [6 empty] | 2323 | S-2323-0031-A-23-3571-00263591-N | 9963 | 8962.87 | 72.4 | 900 | 240 | 200 | 11744-1000-23 | 22730224 | 732690 | N | N
Polo | Braden-Europe B.V. HEERLEN | TPMC | Plataforma y barandilla y escalera y rejas | Paltform & Handrail & Ladder & Grating | [ID 2056] - XSP 330-34/24-3 No.11 438 mm x 30 mm (Rejilla de plataforma) | [ID 2056] - XSP 330-34/24-3 No.11 438 mm x 30 mm | 3571 | 23MBR305 | Stack+Diffusor+Diverter | 1 | PCE | Germany | [6 empty] | 2323 | S-2323-0031-A-23-3571-00263591-N | 9963 | 8962.87 | 72.4 | 900 | 240 | 200 | 11744-1000-23 | 22730225 | 732690 | N | N
Polo | Braden-Europe B.V. HEERLEN | TPMC | Plataforma y barandilla y escalera y rejas | Paltform & Handrail & Ladder & Grating | [ID 2057] -La escalera para el pozo de visita 830 mm x 367 mm | [ID 2057] - MANHOLE LADDER 830 mm x 367 mm | 3571 | 23MBR305 | Stack+Diffusor+Diverter | 1 | PCE | Germany | [6 empty] | 2323 | S-2323-0031-A-23-3571-00263591-N | 9963 | 8962.87 | 83 | 900 | 240 | 200 | 11744-1000-23 | 22730099 | 732690 | N | N
Polo | Braden-Europe B.V. HEERLEN | TPMC | Plataforma y barandilla y escalera y rejas | Paltform & Handrail & Ladder & Grating | [ID 2058] - Chapa doblado 110 mm x 70 mm | [ID 2058] - BENDED PLATE 110 mm x 70 mm | 3571 | 23MBR305 | Stack+Diffusor+Diverter | 2 | PCE | Germany | [6 empty] | 2323 | S-2323-0031-A-23-3571-00263591-N | 9963 | 8962.87 | 4.2 | 900 | 240 | 200 | 11744-1000-23 | 22730100 | 732690 | N | N
Polo | Braden-Europe B.V. HEERLEN | TPMC | Plataforma y barandilla y escalera y rejas | Paltform & Handrail & Ladder & Grating | [ID 2067] - El Plataforma para SEAL AIR1000 mm x 290 mm | [ID 2067] - SEALAIR PLATFORM 1000 mm x 290 mm | 3571 | 23MBR305 | Stack+Diffusor+Diverter | 1 | PCE | Germany | [6 empty] | 2323 | S-2323-0031-A-23-3571-00263591-N | 9963 | 8962.87 | 143.9 | 900 | 240 | 200 | 11744-1000-23 | 22730101 | 730890 | N | N
Polo | Braden-Europe B.V. HEERLEN | TPMC | Plataforma y barandilla y escalera y rejas | Paltform & Handrail & Ladder & Grating | [ID 2068] - Soporte de plataforma para el pozo de visita 287 mm x 219 mm | [ID 2068] - MANHOLE PLATFORM SUPPORT 287 mm x 219 mm | 3571 | 23MBR305 | Stack+Diffusor+Diverter | 2 | PCE | Germany | [6 empty] | 2323 | S-2323-0031-A-23-3571-00263591-N | 9963 | 8962.87 | 66.4 | 900 | 240 | 200 | 11744-1000-23 | 22730102 | 730890 | N | N
Polo | Braden-Europe B.V. HEERLEN | TPMC | Plataforma y barandilla y escalera y rejas | Paltform & Handrail & Ladder & Grating | [ID 2069] - Soporte de plataforma para el pozo de visita 287 mm x 219 mm | [ID 2069] - MANHOLE PLATFORM SUPPORT 287 mm x 219 mm | 3571 | 23MBR305 | Stack+Diffusor+Diverter | 2 | PCE | Germany | [6 empty] | 2323 | S-2323-0031-A-23-3571-00263591-N | 9963 | 8962.87 | 66.4 | 900 | 240 | 200 | 11744-1000-23 | 22730103 | 730890 | N | N
Polo | Braden-Europe B.V. HEERLEN | TPMC | Plataforma y barandilla y escalera y rejas | Paltform & Handrail & Ladder & Grating | [ID 2070] - La Viga Cruzar 66 mm x 60 mm | [ID 2070] - CROSS BEAM 66 mm x 60 mm | 3571 | 23MBR305 | Stack+Diffusor+Diverter | 2 | PCE | Germany | [6 empty] | 2323 | S-2323-0031-A-23-3571-00263591-N | 9963 | 8962.87 | 24.2 | 900 | 240 | 200 | 11744-1000-23 | 22730104 | 732690 | N | N
Polo | Braden-Europe B.V. HEERLEN | TPMC | Plataforma y barandilla y escalera y rejas | Paltform & Handrail & Ladder & Grating | [ID 2071] - La Viga Cruzar 66 mm x 60 mm | [ID 2071] - CROSS BEAM 66 mm x 60 mm | 3571 | 23MBR305 | Stack+Diffusor+Diverter | 2 | PCE | Germany | [6 empty] | 2323 | S-2323-0031-A-23-3571-00263591-N | 9963 | 8962.87 | 16.6 | 900 | 240 | 200 | 11744-1000-23 | 22730105 | 732690 | N | N
Polo | Braden-Europe B.V. HEERLEN | TPMC | Plataforma y barandilla y escalera y rejas | Paltform & Handrail & Ladder & Grating | [ID 2072] - La barandilla 1126 mm x 941 mm | [ID 2072] - RAILING 1126 mm x 941 mm | 3571 | 23MBR305 | Stack+Diffusor+Diverter | 1 | PCE | Germany | [6 empty] | 2323 | S-2323-0031-A-23-3571-00263591-N | 9963 | 8962.87 | 51.3 | 900 | 240 | 200 | 11744-1000-23 | 22730106 | 732690 | N | N
Polo | Braden-Europe B.V. HEERLEN | TPMC | Plataforma y barandilla y escalera y rejas | Paltform & Handrail & Ladder & Grating | [ID 2073] - Tipo rincón DIN 1028 ul L 60 mm x 60 mm x 6 mm | [ID 2073] - ANGLE DIN 1028 ul L 60 mm x 60 mm x 6 mm | 3571 | 23MBR305 | Stack+Diffusor+Diverter | 2 | PCE | Germany | [6 empty] | 2323 | S-2323-0031-A-23-3571-00263591-N | 9963 | 8962.87 | 24.1 | 900 | 240 | 200 | 11744-1000-23 | 22730107 | 732690 | N | N
Polo | Braden-Europe B.V. HEERLEN | TPMC | Plataforma y barandilla y escalera y rejas | Paltform & Handrail & Ladder & Grating | [ID 2074] - Tipo rincón DIN 1028 ul L 60 mm x 60 mm x 6 mm | [ID 2074] - ANGLE DIN 1028 ul L 60 mm x 60 mm x 6 mm | 3571 | 23MBR305 | Stack+Diffusor+Diverter | 2 | PCE | Germany | [6 empty] | 2323 | S-2323-0031-A-23-3571-00263591-N | 9963 | 8962.87 | 16.5 | 900 | 240 | 200 | 11744-1000-23 | 22730108 | 732690 | N | N
Polo | Braden-Europe B.V. HEERLEN | TPMC | Plataforma y barandilla y escalera y rejas | Paltform & Handrail & Ladder & Grating | [ID 2076] - XSP 330-34/24-3 No.11 870 mm x 30 mm (Rejilla de plataforma) | [ID 2076] - XSP 330-34/24-3 No.11 870 mm x 30 mm | 3571 | 23MBR305 | Stack+Diffusor+Diverter | 1 | PCE | Germany | [6 empty] | 2323 | S-2323-0031-A-23-3571-00263591-N | 9963 | 8962.87 | 72.4 | 900 | 240 | 200 | 11744-1000-23 | 22730109 | 732690 | N | N
Polo | Braden-Europe B.V. HEERLEN | TPMC | Plataforma y barandilla y escalera y rejas | Paltform & Handrail & Ladder & Grating | [ID 2077] - XSP 330-34/24-3 No.11 870 mm x 30 mm (Rejilla de plataforma) | [ID 2077] - XSP 330-34/24-3 No.11 870 mm x 30 mm | 3571 | 23MBR305 | Stack+Diffusor+Diverter | 1 | PCE | Germany | [6 empty] | 2323 | S-2323-0031-A-23-3571-00263591-N | 9963 | 8962.87 | 72.4 | 900 | 240 | 200 | 11744-1000-23 | 22730110 | 732690 | N | N
Polo | Braden-Europe B.V. HEERLEN | TPMC | Plataforma y barandilla y escalera y rejas | Paltform & Handrail & Ladder & Grating | [ID 2078] - La escalera para el pozo de visita 830 mm x 367 mm | [ID 2078] - MANHOLE LADDER 830 mm x 367 mm | 3571 | 23MBR305 | Stack+Diffusor+Diverter | 1 | PCE | Germany | [6 empty] | 2323 | S-2323-0031-A-23-3571-00263591-N | 9963 | 8962.87 | 91.1 | 900 | 240 | 200 | 11744-1000-23 | 22730111 | 732690 | N | N
Polo | Braden-Europe B.V. HEERLEN | TPMC | Plataforma y barandilla y escalera y rejas | Paltform & Handrail & Ladder & Grating | [ID 2079] - Chapa doblado 110 mm x 70 mm | [ID 2079] - BENDED PLATE 110 mm x 70 mm | 3571 | 23MBR305 | Stack+Diffusor+Diverter | 2 | PCE | Germany | [6 empty] | 2323 | S-2323-0031-A-23-3571-00263591-N | 9963 | 8962.87 | 4.2 | 900 | 240 | 200 | 11744-1000-23 | 22730112 | 732690 | N | N
Polo | Braden-Europe B.V. HEERLEN | TPMC | Plataforma y barandilla y escalera y rejas | Paltform & Handrail & Ladder & Grating | [ID 2120] - Plataforma LTD 1 225x120 | [ID 2120] - SUPPORT LTD PLATFORM 1 225x120 | 3571 | 23MBR305 | Stack+Diffusor+Diverter | 3 | PCE | Germany | [6 empty] | 2323 | S-2323-0031-A-23-3571-00263591-N | 9963 | 8962.87 | 153.3 | 900 | 240 | 200 | 11744-1000-23 | 22730113 | 732690 | N | N
Polo | Braden-Europe B.V. HEERLEN | TPMC | Plataforma y barandilla y escalera y rejas | Paltform & Handrail & Ladder & Grating | [ID 2121] - Armadura LTD 1 1260x280 | [ID 2121] - SUPPORT FRAME LTD 1 1260x280 | 3571 | 23MBR305 | Stack+Diffusor+Diverter | 1 | PCE | Germany | [6 empty] | 2323 | S-2323-0031-A-23-3571-00263591-N | 9963 | 8962.87 | 264.4 | 900 | 240 | 200 | 11744-1000-23 | 22730114 | 732690 | N | N
Polo | Braden-Europe B.V. HEERLEN | TPMC | Plataforma y barandilla y escalera y rejas | Paltform & Handrail & Ladder & Grating | [ID 2122] - Armadura LTD 2 440x280 | [ID 2122] - SUPPORT FRAME LTD 2 440x280 | 3571 | 23MBR305 | Stack+Diffusor+Diverter | 1 | PCE | Germany | [6 empty] | 2323 | S-2323-0031-A-23-3571-00263591-N | 9963 | 8962.87 | 84.7 | 900 | 240 | 200 | 11744-1000-23 | 22730115 | 732690 | N | N
Polo | Braden-Europe B.V. HEERLEN | TPMC | Plataforma y barandilla y escalera y rejas | Paltform & Handrail & Ladder & Grating | [ID 2123] - Armadura LTD 3 1465x280 | [ID 2123] - SUPPORT FRAME LTD 3 1465x280 | 3571 | 23MBR305 | Stack+Diffusor+Diverter | 1 | PCE | Germany | [6 empty] | 2323 | S-2323-0031-A-23-3571-00263591-N | 9963 | 8962.87 | 165.4 | 900 | 240 | 200 | 11744-1000-23 | 22730116 | 732690 | N | N
Polo | Braden-Europe B.V. HEERLEN | TPMC | Plataforma y barandilla y escalera y rejas | Paltform & Handrail & Ladder & Grating | [ID 2124] - Plataforma LTD 2 225x120 | [ID 2124] - SUPPORT LTD PLATFORM 2 225x120 | 3571 | 23MBR305 | Stack+Diffusor+Diverter | 2 | PCE | Germany | [6 empty] | 2323 | S-2323-0031-A-23-3571-00263591-N | 9963 | 8962.87 | 102.2 | 900 | 240 | 200 | 11744-1000-23 | 22730117 | 732690 | N | N
Polo | Braden-Europe B.V. HEERLEN | TPMC | Plataforma y barandilla y escalera y rejas | Paltform & Handrail & Ladder & Grating | [ID 2125] - Enrejado de plataforma LTD 1 1189x32 | [ID 2125] - GRATING LTD 1 1189x32 | 3571 | 23MBR305 | Stack+Diffusor+Diverter | 1 | PCE | Germany | [6 empty] | 2323 | S-2323-0031-A-23-3571-00263591-N | 9963 | 8962.87 | 45.6 | 900 | 240 | 200 | 11744-1000-23 | 22730118 | 732690 | N | N
Polo | Braden-Europe B.V. HEERLEN | TPMC | Plataforma y barandilla y escalera y rejas | Paltform & Handrail & Ladder & Grating | [ID 2126] - Enrejado de plataforma LTD 2 1200x32 | [ID 2126] - GRATING LTD 2 1200x32 | 3571 | 23MBR305 | Stack+Diffusor+Diverter | 1 | PCE | Germany | [6 empty] | 2323 | S-2323-0031-A-23-3571-00263591-N | 9963 | 8962.87 | 51.3 | 900 | 240 | 200 | 11744-1000-23 | 22730119 | 732690 | N | N
Polo | Braden-Europe B.V. HEERLEN | TPMC | Plataforma y barandilla y escalera y rejas | Paltform & Handrail & Ladder & Grating | [ID 2127] - Enrejado de plataforma LTD 3 1154x32 | [ID 2127] - GRATING LTD 3 1154x32 | 3571 | 23MBR305 | Stack+Diffusor+Diverter | 1 | PCE | Germany | [6 empty] | 2323 | S-2323-0031-A-23-3571-00263591-N | 9963 | 8962.87 | 44.5 | 900 | 240 | 200 | 11744-1000-23 | 22730120 | 732690 | N | N
Polo | Braden-Europe B.V. HEERLEN | TPMC | Plataforma y barandilla y escalera y rejas | Paltform & Handrail & Ladder & Grating | [ID 2128] - Enrejado de plataforma LTD 4 663x32 | [ID 2128] - GRATING LTD 4 663x32 | 3571 | 23MBR305 | Stack+Diffusor+Diverter | 1 | PCE | Germany | [6 empty] | 2323 | S-2323-0031-A-23-3571-00263591-N | 9963 | 8962.87 | 30.9 | 900 | 240 | 200 | 11744-1000-23 | 22730121 | 732690 | N | N
Polo | Braden-Europe B.V. HEERLEN | TPMC | Plataforma y barandilla y escalera y rejas | Paltform & Handrail & Ladder & Grating | [ID 2129] - Enrejado de plataforma LTD 5 460x32 | [ID 2129] - GRATING LTD 5 460x32 | 3571 | 23MBR305 | Stack+Diffusor+Diverter | 1 | PCE | Germany | [6 empty] | 2323 | S-2323-0031-A-23-3571-00263591-N | 9963 | 8962.87 | 29.8 | 900 | 240 | 200 | 11744-1000-23 | 22730122 | 732690 | N | N
Polo | Braden-Europe B.V. HEERLEN | TPMC | Plataforma y barandilla y escalera y rejas | Paltform & Handrail & Ladder & Grating | [ID 2130] - Enrejado de plataforma LTD 6 775x32 | [ID 2130] - GRATING LTD 6 775x32 | 3571 | 23MBR305 | Stack+Diffusor+Diverter | 1 | PCE | Germany | [6 empty] | 2323 | S-2323-0031-A-23-3571-00263591-N | 9963 | 8962.87 | 35.5 | 900 | 240 | 200 | 11744-1000-23 | 22730123 | 732690 | N | N
Polo | Braden-Europe B.V. HEERLEN | TPMC | Plataforma y barandilla y escalera y rejas | Paltform & Handrail & Ladder & Grating | [ID 2131] - El pretil de plataforma LTD 1 1126x318 | [ID 2131] - HANDRAIL LTD 1 1126x318 | 3571 | 23MBR305 | Stack+Diffusor+Diverter | 1 | PCE | Germany | [6 empty] | 2323 | S-2323-0031-A-23-3571-00263591-N | 9963 | 8962.87 | 74.8 | 900 | 240 | 200 | 11744-1000-23 | 22730124 | 732690 | N | N
Polo | Braden-Europe B.V. HEERLEN | TPMC | Plataforma y barandilla y escalera y rejas | Paltform & Handrail & Ladder & Grating | [ID 2132] - El pretil de plataforma LTD 2 1126x257 | [ID 2132] - HANDRAIL LTD 2 1126x257 | 3571 | 23MBR305 | Stack+Diffusor+Diverter | 1 | PCE | Germany | [6 empty] | 2323 | S-2323-0031-A-23-3571-00263591-N | 9963 | 8962.87 | 33.2 | 900 | 240 | 200 | 11744-1000-23 | 22730125 | 732690 | N | N
Polo | Braden-Europe B.V. HEERLEN | TPMC | Plataforma y barandilla y escalera y rejas | Paltform & Handrail & Ladder & Grating | [ID 2133] - El pretil de plataforma LTD 3 1126x594 | [ID 2133] - HANDRAIL LTD 3 1126x594 | 3571 | 23MBR305 | Stack+Diffusor+Diverter | 1 | PCE | Germany | [6 empty] | 2323 | S-2323-0031-A-23-3571-00263591-N | 9963 | 8962.87 | 56.2 | 900 | 240 | 200 | 11744-1000-23 | 22730126 | 732690 | N | N
Polo | Braden-Europe B.V. HEERLEN | TPMC | Plataforma y barandilla y escalera y rejas | Paltform & Handrail & Ladder & Grating | [ID 2134] - El pretil de plataforma LTD 4 506x434 | [ID 2134] - HANDRAIL LTD 4 506x434 | 3571 | 23MBR305 | Stack+Diffusor+Diverter | 1 | PCE | Germany | [6 empty] | 2323 | S-2323-0031-A-23-3571-00263591-N | 9963 | 8962.87 | 19.4 | 900 | 240 | 200 | 11744-1000-23 | 22730127 | 732690 | N | N
Polo | Braden-Europe B.V. HEERLEN | TPMC | Plataforma y barandilla y escalera y rejas | Paltform & Handrail & Ladder & Grating | [ID 2136] - El pretil de plataforma LTD 5 588x363 | [ID 2136] - HANDRAIL LTD 5 588x363 | 3571 | 23MBR305 | Stack+Diffusor+Diverter | 1 | PCE | Germany | [6 empty] | 2323 | S-2323-0031-A-23-3571-00263591-N | 9963 | 8962.87 | 18 | 900 | 240 | 200 | 11744-1000-23 | 22730128 | 732690 | N | N
Polo | Braden-Europe B.V. HEERLEN | TPMC | Plataforma y barandilla y escalera y rejas | Paltform & Handrail & Ladder & Grating | [ID 2137] - El pretil de plataforma LTD 7 1126x331 | [ID 2137] - HANDRAIL LTD 7 1126x331 | 3571 | 23MBR305 | Stack+Diffusor+Diverter | 1 | PCE | Germany | [6 empty] | 2323 | S-2323-0031-A-23-3571-00263591-N | 9963 | 8962.87 | 33.3 | 900 | 240 | 200 | 11744-1000-23 | 22730129 | 732690 | N | N
Polo | Braden-Europe B.V. HEERLEN | TPMC | Plataforma y barandilla y escalera y rejas | Paltform & Handrail & Ladder & Grating | [ID 359] - Ensamblaje (Base pedestal A-10) | [ID 359] - Assembly (FOOT SUPPORT A-10) | 3571 | 23MBR305 | Stack+Diffusor+Diverter | 3 | PCE | Germany | [6 empty] | 2323 | S-2323-0031-A-23-3571-00263591-N | 9963 | 8962.87 | 889.61 | 900 | 240 | 200 | 11744-1000-23 | 22730130 | 730890 | N | N
Polo | Braden-Europe B.V. HEERLEN | TPMC | Plataforma y barandilla y escalera y rejas | Paltform & Handrail & Ladder & Grating | [ID 360] - Ensamblaje (Base pedestal A-11) | [ID 360] - Assembly (FOOT SUPPORT A-11) | 3571 | 23MBR305 | Stack+Diffusor+Diverter | 2 | PCE | Germany | [6 empty] | 2323 | S-2323-0031-A-23-3571-00263591-N | 9963 | 8962.87 | 582.96 | 900 | 240 | 200 | 11744-1000-23 | 22730131 | 730890 | N | N
Polo | Braden-Europe B.V. HEERLEN | TPMC | Columna de estructura de soporte principal A01 | Main Support Structure Column A01 | [ID 1200] - Columna construcción Delante a la derecha 1069 x 848 | [ID 1200] - SUPPORT COLUMN FRONT RIGHT 1069 x 848 | 3571 | 23MBR305 | Stack+Diffusor+Diverter | 1 | PCE | Germany | [6 empty] | 2323 | S-2323-0032-A-23-3571-00263591-N | 2755 | 2604.91 | 2604.91 | 1500 | 110 | 110 | 11744-1000-23 | 22730226 | 732690 | N | N
Polo | Braden-Europe B.V. HEERLEN | TPMC | Columna de estructura de soporte principal A02 | Main Support Structure Column A02 | [ID 1201] - Columna construcción Delante a la izquierda 1069 x 848 | [ID 1201] - SUPPORT COLUMN FRONT LEFT 1069 x 848 | 3571 | 23MBR305 | Stack+Diffusor+Diverter | 1 | PCE | Germany | [6 empty] | 2323 | S-2323-0033-A-23-3571-00263591-N | 2755 | 2604.91 | 2604.91 | 1500 | 110 | 110 | 11744-1000-23 | 22730227 | 732690 | N | N
Polo | Braden-Europe B.V. HEERLEN | TPMC | Desviador Pos 6-9 Esquinas superiores | Diverter Pos 6-9 Upper corners | [ID 6] - Parte 06 de carcasa desviador 2834 mm x 2081 mm | [ID 6] - DIVERTER CASING PART 06 2834 mm x 2081 mm | 3571 | 23MBR305 | Stack+Diffusor+Diverter | 1 | PCE | Germany | [6 empty] | 2323 | S-2323-0034-A-23-3571-00263591-N | 17449 | 16798.79 | 8314.95 | 870 | 430 | 320 | 11744-1000-23 | 22730228 | 732690 | N | N
Polo | Braden-Europe B.V. HEERLEN | TPMC | Desviador Pos 6-9 Esquinas superiores | Diverter Pos 6-9 Upper corners | [ID 9] - Parte 09 de carcasa desviador 2834 mm x 2081 mm | [ID 9] - DIVERTER CASING PART 09 2834 mm x 2081 mm | 3571 | 23MBR305 | Stack+Diffusor+Diverter | 1 | PCE | Germany | [6 empty] | 2323 | S-2323-0034-A-23-3571-00263591-N | 17449 | 16798.79 | 8483.84 | 870 | 430 | 320 | 11744-1000-23 | 22730229 | 732690 | N | N
Polo | Braden-Europe B.V. HEERLEN | TPMC | Columna de estructura de soporte principal A03 | Main Support Structure Column A03 | [ID 1202] - Columna construcción Detrás a la derecha 1069 x 848 | [ID 1202] - SUPPORT COLUMN BACK RIGHT 1069 x 848 | 3571 | 23MBR305 | Stack+Diffusor+Diverter | 1 | PCE | Germany | [6 empty] | 2323 | S-2323-0035-A-23-3571-00263591-N | 2755 | 2604.91 | 2604.91 | 1500 | 110 | 110 | 11744-1000-23 | 22730230 | 732690 | N | N
Polo | Braden-Europe B.V. HEERLEN | TPMC | Columna de estructura de soporte principal A04 | Main Support Structure Column A04 | [ID 1203] - Columna construcción Detrás a la izquierda 1069 x 848 | [ID 1203] - SUPPORT COLUMN BACK LEFT 1069 x 848 | 3571 | 23MBR305 | Stack+Diffusor+Diverter | 1 | PCE | Germany | [6 empty] | 2323 | S-2323-0036-A-23-3571-00263591-N | 2755 | 2604.91 | 2604.91 | 1500 | 110 | 110 | 11744-1000-23 | 22730231 | 732690 | N | N
Polo | Braden-Europe B.V. HEERLEN | TPMC | Estructura de soporte Vigas y escalera | Support Structure Beams & Ladder | [ID 1205] - La Viga parte superior a la derecha 1347 x 668 | [ID 1205] - HORIZONTAL BEAM RIGHT TOP 1347 x 668 | 3571 | 23MBR305 | Stack+Diffusor+Diverter | 1 | PCE | Germany | [6 empty] | 2323 | S-2323-0037-A-23-3571-00263591-N | 16720 | 15470.25 | 3958.46 | 1250 | 240 | 180 | 11744-1000-23 | 22730259 | 730531 | N | N
Polo | Braden-Europe B.V. HEERLEN | TPMC | Estructura de soporte Vigas y escalera | Support Structure Beams & Ladder | [ID 1209] - La Viga intermedio a la derecha 1218 x 375 | [ID 1209] - HORIZONTAL BEAM RIGHT MIDDLE 1218 x 375 | 3571 | 23MBR305 | Stack+Diffusor+Diverter | 1 | PCE | Germany | [6 empty] | 2323 | S-2323-0037-A-23-3571-00263591-N | 16720 | 15470.25 | 1242.73 | 1250 | 240 | 180 | 11744-1000-23 | 22730260 | 730531 | N | N
Polo | Braden-Europe B.V. HEERLEN | TPMC | Estructura de soporte Vigas y escalera | Support Structure Beams & Ladder | [ID 1211] - La Viga intermedio a la izquierdo 1218 x 488 | [ID 1211] - HORIZONTAL BEAM MIDDLE LEFT 1218 x 488 | 3571 | 23MBR305 | Stack+Diffusor+Diverter | 1 | PCE | Germany | [6 empty] | 2323 | S-2323-0037-A-23-3571-00263591-N | 16720 | 15470.25 | 1242.73 | 1250 | 240 | 180 | 11744-1000-23 | 22730261 | 730531 | N | N
Polo | Braden-Europe B.V. HEERLEN | TPMC | Estructura de soporte Vigas y escalera | Support Structure Beams & Ladder | [ID 1212] - La Viga parte superior 01 724 x 372 | [ID 1212] - HORIZONTAL BEAM TOP 01 724 x 372 | 3571 | 23MBR305 | Stack+Diffusor+Diverter | 1 | PCE | Germany | [6 empty] | 2323 | S-2323-0037-A-23-3571-00263591-N | 16720 | 15470.25 | 1061.21 | 1250 | 240 | 180 | 11744-1000-23 | 22730262 | 730531 | N | N
Polo | Braden-Europe B.V. HEERLEN | TPMC | Estructura de soporte Vigas y escalera | Support Structure Beams & Ladder | [ID 1213] - La Viga parte superior 02 724 x 372 | [ID 1213] - HORIZONTAL BEAM TOP 02 724 x 372 | 3571 | 23MBR305 | Stack+Diffusor+Diverter | 1 | PCE | Germany | [6 empty] | 2323 | S-2323-0037-A-23-3571-00263591-N | 16720 | 15470.25 | 1060.18 | 1250 | 240 | 180 | 11744-1000-23 | 22730263 | 730531 | N | N
Polo | Braden-Europe B.V. HEERLEN | TPMC | Estructura de soporte Vigas y escalera | Support Structure Beams & Ladder | [ID 1214] - La Viga parte superior 03 724 x 372 | [ID 1214] - HORIZONTAL BEAM TOP 03 724 x 372 | 3571 | 23MBR305 | Stack+Diffusor+Diverter | 1 | PCE | Germany | [6 empty] | 2323 | S-2323-0037-A-23-3571-00263591-N | 16720 | 15470.25 | 1060.18 | 1250 | 240 | 180 | 11744-1000-23 | 22730264 | 730531 | N | N
Polo | Braden-Europe B.V. HEERLEN | TPMC | Estructura de soporte Vigas y escalera | Support Structure Beams & Ladder | [ID 1215] - La Viga parte superior 04 724 x 372 | [ID 1215] - HORIZONTAL BEAM TOP 04 724 x 372 | 3571 | 23MBR305 | Stack+Diffusor+Diverter | 1 | PCE | Germany | [6 empty] | 2323 | S-2323-0037-A-23-3571-00263591-N | 16720 | 15470.25 | 1061.21 | 1250 | 240 | 180 | 11744-1000-23 | 22730265 | 730531 | N | N
Polo | Braden-Europe B.V. HEERLEN | TPMC | Estructura de soporte Vigas y escalera | Support Structure Beams & Ladder | [ID 1216] - La Viga intermedio 01 484 x 359 | [ID 1216] - HORIZONTAL BEAM MIDDLE 01 484 x 359 | 3571 | 23MBR305 | Stack+Diffusor+Diverter | 1 | PCE | Germany | [6 empty] | 2323 | S-2323-0037-A-23-3571-00263591-N | 16720 | 15470.25 | 577.8 | 1250 | 240 | 180 | 11744-1000-23 | 22730266 | 730531 | N | N
Polo | Braden-Europe B.V. HEERLEN | TPMC | Estructura de soporte Vigas y escalera | Support Structure Beams & Ladder | [ID 1217] - La Viga intermedio 02 484 x 359 | [ID 1217] - HORIZONTAL BEAM MIDDLE 02 484 x 359 | 3571 | 23MBR305 | Stack+Diffusor+Diverter | 1 | PCE | Germany | [6 empty] | 2323 | S-2323-0037-A-23-3571-00263591-N | 16720 | 15470.25 | 566.56 | 1250 | 240 | 180 | 11744-1000-23 | 22730267 | 730531 | N | N
Polo | Braden-Europe B.V. HEERLEN | TPMC | Estructura de soporte Vigas y escalera | Support Structure Beams & Ladder | [ID 1228] - La Viga intermedio 19 296 x 100 | [ID 1228] - HORIZONTAL BEAM MIDDLE 19 296 x 100 | 3571 | 23MBR305 | Stack+Diffusor+Diverter | 1 | PCE | Germany | [6 empty] | 2323 | S-2323-0037-A-23-3571-00263591-N | 16720 | 15470.25 | 30.72 | 1250 | 240 | 180 | 11744-1000-23 | 22730268 | 730531 | N | N
Polo | Braden-Europe B.V. HEERLEN | TPMC | Estructura de soporte Vigas y escalera | Support Structure Beams & Ladder | [ID 1229] - La Viga intermedio 20 296 x 100 | [ID 1229] - HORIZONTAL BEAM MIDDLE 20 296 x 100 | 3571 | 23MBR305 | Stack+Diffusor+Diverter | 1 | PCE | Germany | [6 empty] | 2323 | S-2323-0037-A-23-3571-00263591-N | 16720 | 15470.25 | 30.72 | 1250 | 240 | 180 | 11744-1000-23 | 22730269 | 730531 | N | N
Polo | Braden-Europe B.V. HEERLEN | TPMC | Estructura de soporte Vigas y escalera | Support Structure Beams & Ladder | [ID 1232] - La Viga soldada - 268 x 300 | [ID 1232] - WELDED BEAM - 268 x 300 | 3571 | 23MBR305 | Stack+Diffusor+Diverter | 1 | PCE | Germany | [6 empty] | 2323 | S-2323-0037-A-23-3571-00263591-N | 16720 | 15470.25 | 375.76 | 1250 | 240 | 180 | 11744-1000-23 | 22730270 | 730531 | N | N
Polo | Braden-Europe B.V. HEERLEN | TPMC | Estructura de soporte Vigas y escalera | Support Structure Beams & Ladder | [ID 1233] - La Viga soldada - 268 x 300 | [ID 1233] - WELDED BEAM - 268 x 300 | 3571 | 23MBR305 | Stack+Diffusor+Diverter | 1 | PCE | Germany | [6 empty] | 2323 | S-2323-0037-A-23-3571-00263591-N | 16720 | 15470.25 | 375.76 | 1250 | 240 | 180 | 11744-1000-23 | 22730271 | 730531 | N | N
Polo | Braden-Europe B.V. HEERLEN | TPMC | Estructura de soporte Vigas y escalera | Support Structure Beams & Ladder | [ID 1234] - La Viga soldada - 268 x 300 | [ID 1234] - WELDED BEAM - 268 x 300 | 3571 | 23MBR305 | Stack+Diffusor+Diverter | 1 | PCE | Germany | [6 empty] | 2323 | S-2323-0037-A-23-3571-00263591-N | 16720 | 15470.25 | 477.05 | 1250 | 240 | 180 | 11744-1000-23 | 22730272 | 730531 | N | N
Polo | Braden-Europe B.V. HEERLEN | TPMC | Estructura de soporte Vigas y escalera | Support Structure Beams & Ladder | [ID 1235] - La Viga soldada - 268 x 300 | [ID 1235] - WELDED BEAM - 268 x 300 | 3571 | 23MBR305 | Stack+Diffusor+Diverter | 1 | PCE | Germany | [6 empty] | 2323 | S-2323-0037-A-23-3571-00263591-N | 16720 | 15470.25 | 477.05 | 1250 | 240 | 180 | 11744-1000-23 | 22730273 | 730531 | N | N
Polo | Braden-Europe B.V. HEERLEN | TPMC | Estructura de soporte Vigas y escalera | Support Structure Beams & Ladder | [ID 1248] - La Viga soldada - 268 x 300 | [ID 1248] - WELDED BEAM - 268 x 300 | 3571 | 23MBR305 | Stack+Diffusor+Diverter | 1 | PCE | Germany | [6 empty] | 2323 | S-2323-0037-A-23-3571-00263591-N | 16720 | 15470.25 | 604.34 | 1250 | 240 | 180 | 11744-1000-23 | 22730274 | 730531 | N | N
Polo | Braden-Europe B.V. HEERLEN | TPMC | Estructura de soporte Vigas y escalera | Support Structure Beams & Ladder | [ID 1249] - La Viga soldada - 268 x 300 | [ID 1249] - WELDED BEAM - 268 x 300 | 3571 | 23MBR305 | Stack+Diffusor+Diverter | 1 | PCE | Germany | [6 empty] | 2323 | S-2323-0037-A-23-3571-00263591-N | 16720 | 15470.25 | 604.23 | 1250 | 240 | 180 | 11744-1000-23 | 22730275 | 730531 | N | N
Polo | Braden-Europe B.V. HEERLEN | TPMC | Estructura de soporte Vigas y escalera | Support Structure Beams & Ladder | [ID 1250] - La Viga soldada - 156 x 80 | [ID 1250] - WELDED BEAM - 156 x 80 | 3571 | 23MBR305 | Stack+Diffusor+Diverter | 1 | PCE | Germany | [6 empty] | 2323 | S-2323-0037-A-23-3571-00263591-N | 16720 | 15470.25 | 18.47 | 1250 | 240 | 180 | 11744-1000-23 | 22730276 | 730531 | N | N
Polo | Braden-Europe B.V. HEERLEN | TPMC | Estructura de soporte Vigas y escalera | Support Structure Beams & Ladder | [ID 1251] - La Viga soldada - 156 x 80 | [ID 1251] - WELDED BEAM - 156 x 80 | 3571 | 23MBR305 | Stack+Diffusor+Diverter | 1 | PCE | Germany | [6 empty] | 2323 | S-2323-0037-A-23-3571-00263591-N | 16720 | 15470.25 | 18.19 | 1250 | 240 | 180 | 11744-1000-23 | 22730277 | 730531 | N | N
Polo | Braden-Europe B.V. HEERLEN | TPMC | Estructura de soporte Vigas y escalera | Support Structure Beams & Ladder | [ID 1252] - La Viga soldada - 156 x 80 | [ID 1252] - WELDED BEAM - 156 x 80 | 3571 | 23MBR305 | Stack+Diffusor+Diverter | 1 | PCE | Germany | [6 empty] | 2323 | S-2323-0037-A-23-3571-00263591-N | 16720 | 15470.25 | 18.47 | 1250 | 240 | 180 | 11744-1000-23 | 22730278 | 730531 | N | N
Polo | Braden-Europe B.V. HEERLEN | TPMC | Estructura de soporte Vigas y escalera | Support Structure Beams & Ladder | [ID 1253] - La Viga soldada - 156 x 80 | [ID 1253] - WELDED BEAM - 156 x 80 | 3571 | 23MBR305 | Stack+Diffusor+Diverter | 1 | PCE | Germany | [6 empty] | 2323 | S-2323-0037-A-23-3571-00263591-N | 16720 | 15470.25 | 18.19 | 1250 | 240 | 180 | 11744-1000-23 | 22730279 | 730531 | N | N
Polo | Braden-Europe B.V. HEERLEN | TPMC | Estructura de soporte Vigas y escalera | Support Structure Beams & Ladder | [ID 1270] - La Viga soldada - 156 x 80 | [ID 1270] - WELDED BEAM - 156 x 80 | 3571 | 23MBR305 | Stack+Diffusor+Diverter | 1 | PCE | Germany | [6 empty] | 2323 | S-2323-0037-A-23-3571-00263591-N | 16720 | 15470.25 | 11.8 | 1250 | 240 | 180 | 11744-1000-23 | 22730280 | 730531 | N | N
Polo | Braden-Europe B.V. HEERLEN | TPMC | Estructura de soporte Vigas y escalera | Support Structure Beams & Ladder | [ID 1271] - La Viga soldada - 156 x 80 | [ID 1271] - WELDED BEAM - 156 x 80 | 3571 | 23MBR305 | Stack+Diffusor+Diverter | 1 | PCE | Germany | [6 empty] | 2323 | S-2323-0037-A-23-3571-00263591-N | 16720 | 15470.25 | 11.8 | 1250 | 240 | 180 | 11744-1000-23 | 22730281 | 730531 | N | N
Polo | Braden-Europe B.V. HEERLEN | TPMC | Estructura de soporte Vigas y escalera | Support Structure Beams & Ladder | [ID 1272] - La Viga soldada - 156 x 80 | [ID 1272] - WELDED BEAM - 156 x 80 | 3571 | 23MBR305 | Stack+Diffusor+Diverter | 1 | PCE | Germany | [6 empty] | 2323 | S-2323-0037-A-23-3571-00263591-N | 16720 | 15470.25 | 11.8 | 1250 | 240 | 180 | 11744-1000-23 | 22730282 | 730531 | N | N
Polo | Braden-Europe B.V. HEERLEN | TPMC | Estructura de soporte Vigas y escalera | Support Structure Beams & Ladder | [ID 1273] - La Viga soldada - 156 x 80 | [ID 1273] - WELDED BEAM - 156 x 80 | 3571 | 23MBR305 | Stack+Diffusor+Diverter | 1 | PCE | Germany | [6 empty] | 2323 | S-2323-0037-A-23-3571-00263591-N | 16720 | 15470.25 | 11.8 | 1250 | 240 | 180 | 11744-1000-23 | 22730283 | 730531 | N | N
Polo | Braden-Europe B.V. HEERLEN | TPMC | Estructura de soporte Vigas y escalera | Support Structure Beams & Ladder | [ID 1274] - La Viga soldada - 156 x 80 | [ID 1274] - WELDED BEAM - 156 x 80 | 3571 | 23MBR305 | Stack+Diffusor+Diverter | 1 | PCE | Germany | [6 empty] | 2323 | S-2323-0037-A-23-3571-00263591-N | 16720 | 15470.25 | 11.8 | 1250 | 240 | 180 | 11744-1000-23 | 22730284 | 730531 | N | N
Polo | Braden-Europe B.V. HEERLEN | TPMC | Estructura de soporte Vigas y escalera | Support Structure Beams & Ladder | [ID 1285] - La Viga soldada - 156 x 80 | [ID 1285] - WELDED BEAM - 156 x 80 | 3571 | 23MBR305 | Stack+Diffusor+Diverter | 1 | PCE | Germany | [6 empty] | 2323 | S-2323-0037-A-23-3571-00263591-N | 16720 | 15470.25 | 17.77 | 1250 | 240 | 180 | 11744-1000-23 | 22730285 | 730531 | N | N
Polo | Braden-Europe B.V. HEERLEN | TPMC | Estructura de soporte Vigas y escalera | Support Structure Beams & Ladder | [ID 1286] - La Viga soldada - 156 x 80 | [ID 1286] - WELDED BEAM - 156 x 80 | 3571 | 23MBR305 | Stack+Diffusor+Diverter | 1 | PCE | Germany | [6 empty] | 2323 | S-2323-0037-A-23-3571-00263591-N | 16720 | 15470.25 | 17.77 | 1250 | 240 | 180 | 11744-1000-23 | 22730232 | 730531 | N | N
Polo | Braden-Europe B.V. HEERLEN | TPMC | Estructura de soporte Vigas y escalera | Support Structure Beams & Ladder | [ID 1287] - La Viga soldada - 156 x 80 | [ID 1287] - WELDED BEAM - 156 x 80 | 3571 | 23MBR305 | Stack+Diffusor+Diverter | 1 | PCE | Germany | [6 empty] | 2323 | S-2323-0037-A-23-3571-00263591-N | 16720 | 15470.25 | 17.77 | 1250 | 240 | 180 | 11744-1000-23 | 22730233 | 730531 | N | N
Polo | Braden-Europe B.V. HEERLEN | TPMC | Estructura de soporte Vigas y escalera | Support Structure Beams & Ladder | [ID 1288] - La Viga soldada - 156 x 80 | [ID 1288] - WELDED BEAM - 156 x 80 | 3571 | 23MBR305 | Stack+Diffusor+Diverter | 1 | PCE | Germany | [6 empty] | 2323 | S-2323-0037-A-23-3571-00263591-N | 16720 | 15470.25 | 17.77 | 1250 | 240 | 180 | 11744-1000-23 | 22730234 | 730531 | N | N
Polo | Braden-Europe B.V. HEERLEN | TPMC | Estructura de soporte Vigas y escalera | Support Structure Beams & Ladder | [ID 1289] - La Viga soldada - 156 x 80 | [ID 1289] - WELDED BEAM - 156 x 80 | 3571 | 23MBR305 | Stack+Diffusor+Diverter | 1 | PCE | Germany | [6 empty] | 2323 | S-2323-0037-A-23-3571-00263591-N | 16720 | 15470.25 | 17.77 | 1250 | 240 | 180 | 11744-1000-23 | 22730235 | 730531 | N | N
Polo | Braden-Europe B.V. HEERLEN | TPMC | Estructura de soporte Vigas y escalera | Support Structure Beams & Ladder | [ID 1290] - Tipo rincón DIN 1028 - L 100 x100 x10 | [ID 1290] - ANGLE DIN 1028 - L 100 x100 x10 | 3571 | 23MBR305 | Stack+Diffusor+Diverter | 1 | PCE | Germany | [6 empty] | 2323 | S-2323-0037-A-23-3571-00263591-N | 16720 | 15470.25 | 19.51 | 1250 | 240 | 180 | 11744-1000-23 | 22730236 | 732690 | N | N
Polo | Braden-Europe B.V. HEERLEN | TPMC | Estructura de soporte Vigas y escalera | Support Structure Beams & Ladder | [ID 1291] - Tipo rincón DIN 1028 - L 100 x100 x10 | [ID 1291] - ANGLE DIN 1028 - L 100 x100 x10 | 3571 | 23MBR305 | Stack+Diffusor+Diverter | 1 | PCE | Germany | [6 empty] | 2323 | S-2323-0037-A-23-3571-00263591-N | 16720 | 15470.25 | 19.51 | 1250 | 240 | 180 | 11744-1000-23 | 22730237 | 732690 | N | N
Polo | Braden-Europe B.V. HEERLEN | TPMC | Estructura de soporte Vigas y escalera | Support Structure Beams & Ladder | [ID 1292] - Tipo rincón DIN 1028 - L 100 x100 x10 | [ID 1292] - ANGLE DIN 1028 - L 100 x100 x10 | 3571 | 23MBR305 | Stack+Diffusor+Diverter | 1 | PCE | Germany | [6 empty] | 2323 | S-2323-0037-A-23-3571-00263591-N | 16720 | 15470.25 | 19.51 | 1250 | 240 | 180 | 11744-1000-23 | 22730238 | 732690 | N | N
Polo | Braden-Europe B.V. HEERLEN | TPMC | Estructura de soporte Vigas y escalera | Support Structure Beams & Ladder | [ID 1293] - Tipo rincón DIN 1028 - L 100 x100 x10 | [ID 1293] - ANGLE DIN 1028 - L 100 x100 x10 | 3571 | 23MBR305 | Stack+Diffusor+Diverter | 1 | PCE | Germany | [6 empty] | 2323 | S-2323-0037-A-23-3571-00263591-N | 16720 | 15470.25 | 19.51 | 1250 | 240 | 180 | 11744-1000-23 | 22730239 | 732690 | N | N
Polo | Braden-Europe B.V. HEERLEN | TPMC | Estructura de soporte Vigas y escalera | Support Structure Beams & Ladder | [ID 1563] - Ensamblaje (La escalera plataforma superior LSC a USC ) 650 x 185 | [ID 1563] - Assembly (Ladder Upper Platform LSC to USC ) 650 x 185 | 3571 | 23MBR305 | Stack+Diffusor+Diverter | 1 | PCE | Germany | [6 empty] | 2323 | S-2323-0037-A-23-3571-00263591-N | 16720 | 15470.25 | 253.97 | 1250 | 240 | 180 | 11744-1000-23 | 22730240 | 732690 | N | N
Polo | Braden-Europe B.V. HEERLEN | TPMC | Estructura de soporte Vigas y escalera | Support Structure Beams & Ladder | [ID 1564] - Chapa doblado 110 x 70 | [ID 1564] - Bended Plate 110 x 70 | 3571 | 23MBR305 | Stack+Diffusor+Diverter | 2 | PCE | Germany | [6 empty] | 2323 | S-2323-0037-A-23-3571-00263591-N | 16720 | 15470.25 | 4.13 | 1250 | 240 | 180 | 11744-1000-23 | 22730241 | 732690 | N | N
Polo | Braden-Europe B.V. HEERLEN | TPMC | Estructura de soporte Vigas y escalera | Support Structure Beams & Ladder | [ID 1565] - Chapa doblado 710 x 80 | [ID 1565] - Bended Plate 710 x 80 | 3571 | 23MBR305 | Stack+Diffusor+Diverter | 1 | PCE | Germany | [6 empty] | 2323 | S-2323-0037-A-23-3571-00263591-N | 16720 | 15470.25 | 7.94 | 1250 | 240 | 180 | 11744-1000-23 | 22730242 | 732690 | N | N
Polo | Braden-Europe B.V. HEERLEN | TPMC | Estructura de soporte Vigas y escalera | Support Structure Beams & Ladder | [ID 1566] - Chapa doblado 710 x 50 | [ID 1566] - Bended Plate 710 x 50 | 3571 | 23MBR305 | Stack+Diffusor+Diverter | 2 | PCE | Germany | [6 empty] | 2323 | S-2323-0037-A-23-3571-00263591-N | 16720 | 15470.25 | 9.86 | 1250 | 240 | 180 | 11744-1000-23 | 22730243 | 732690 | N | N
Polo | Braden-Europe B.V. HEERLEN | TPMC | Estructura de soporte Vigas y escalera | Support Structure Beams & Ladder | [ID 1567] - Chapa doblado 800 x 80 | [ID 1567] - Bended Plate 800 x 80 | 3571 | 23MBR305 | Stack+Diffusor+Diverter | 1 | PCE | Germany | [6 empty] | 2323 | S-2323-0037-A-23-3571-00263591-N | 16720 | 15470.25 | 8.61 | 1250 | 240 | 180 | 11744-1000-23 | 22730244 | 732690 | N | N
Polo | Braden-Europe B.V. HEERLEN | TPMC | Estructura de soporte Vigas y escalera | Support Structure Beams & Ladder | [ID 1568] - Chapa doblado 50 x 30 | [ID 1568] - Bended Plate 50 x 30 | 3571 | 23MBR305 | Stack+Diffusor+Diverter | 2 | PCE | Germany | [6 empty] | 2323 | S-2323-0037-A-23-3571-00263591-N | 16720 | 15470.25 | 11.33 | 1250 | 240 | 180 | 11744-1000-23 | 22730245 | 732690 | N | N
Polo | Braden-Europe B.V. HEERLEN | TPMC | Estructura de soporte Vigas y escalera | Support Structure Beams & Ladder | [ID 1569] - Chapa doblado 55 x 50 | [ID 1569] - Bended Plate 55 x 50 | 3571 | 23MBR305 | Stack+Diffusor+Diverter | 2 | PCE | Germany | [6 empty] | 2323 | S-2323-0037-A-23-3571-00263591-N | 16720 | 15470.25 | 11.34 | 1250 | 240 | 180 | 11744-1000-23 | 22730246 | 732690 | N | N
Polo | Braden-Europe B.V. HEERLEN | TPMC | Estructura de soporte Vigas y escalera | Support Structure Beams & Ladder | [ID 1570] - Chapa doblado 85 x 50 | [ID 1570] - Bended Plate 85 x 50 | 3571 | 23MBR305 | Stack+Diffusor+Diverter | 2 | PCE | Germany | [6 empty] | 2323 | S-2323-0037-A-23-3571-00263591-N | 16720 | 15470.25 | 11.35 | 1250 | 240 | 180 | 11744-1000-23 | 22730247 | 732690 | N | N
Polo | Braden-Europe B.V. HEERLEN | TPMC | Estructura de soporte Vigas y escalera | Support Structure Beams & Ladder | [ID 1571] - Chapa doblado 95 x 50 | [ID 1571] - Bended Plate 95 x 50 | 3571 | 23MBR305 | Stack+Diffusor+Diverter | 1 | PCE | Germany | [6 empty] | 2323 | S-2323-0037-A-23-3571-00263591-N | 16720 | 15470.25 | 5.67 | 1250 | 240 | 180 | 11744-1000-23 | 22730248 | 732690 | N | N
Polo | Braden-Europe B.V. HEERLEN | TPMC | Estructura de soporte Vigas y escalera | Support Structure Beams & Ladder | [ID 1572] - Chapa doblado 185 x 116 | [ID 1572] - Bended Plate 185 x 116 | 3571 | 23MBR305 | Stack+Diffusor+Diverter | 1 | PCE | Germany | [6 empty] | 2323 | S-2323-0037-A-23-3571-00263591-N | 16720 | 15470.25 | 0.89 | 1250 | 240 | 180 | 11744-1000-23 | 22730249 | 732690 | N | N
Polo | Braden-Europe B.V. HEERLEN | TPMC | Estructura de soporte Vigas y escalera | Support Structure Beams & Ladder | [ID 1573] - Chapa doblado 98 x 64 | [ID 1573] - Bended Plate 98 x 64 | 3571 | 23MBR305 | Stack+Diffusor+Diverter | 1 | PCE | Germany | [6 empty] | 2323 | S-2323-0037-A-23-3571-00263591-N | 16720 | 15470.25 | 0.5 | 1250 | 240 | 180 | 11744-1000-23 | 22730250 | 732690 | N | N
Polo | Braden-Europe B.V. HEERLEN | TPMC | Estructura de soporte Vigas y escalera | Support Structure Beams & Ladder | [ID 1574] - Chapa doblado 112 x 66 | [ID 1574] - Bended Plate 112 x 66 | 3571 | 23MBR305 | Stack+Diffusor+Diverter | 1 | PCE | Germany | [6 empty] | 2323 | S-2323-0037-A-23-3571-00263591-N | 16720 | 15470.25 | 8.62 | 1250 | 240 | 180 | 11744-1000-23 | 22730251 | 732690 | N | N
Polo | Braden-Europe B.V. HEERLEN | TPMC | Estructura de soporte Vigas y escalera | Support Structure Beams & Ladder | [ID 1575] - Chapa doblado 185 x 90 | [ID 1575] - Bended Plate 185 x 90 | 3571 | 23MBR305 | Stack+Diffusor+Diverter | 1 | PCE | Germany | [6 empty] | 2323 | S-2323-0037-A-23-3571-00263591-N | 16720 | 15470.25 | 0.92 | 1250 | 240 | 180 | 11744-1000-23 | 22730252 | 732690 | N | N
Polo | Braden-Europe B.V. HEERLEN | TPMC | Estructura de soporte Vigas y escalera | Support Structure Beams & Ladder | [ID 1576] - Chapa doblado 185 x 104 | [ID 1576] - Bended Plate 185 x 104 | 3571 | 23MBR305 | Stack+Diffusor+Diverter | 1 | PCE | Germany | [6 empty] | 2323 | S-2323-0037-A-23-3571-00263591-N | 16720 | 15470.25 | 1.1 | 1250 | 240 | 180 | 11744-1000-23 | 22730253 | 732690 | N | N
Polo | Braden-Europe B.V. HEERLEN | TPMC | Estructura de soporte Vigas y escalera | Support Structure Beams & Ladder | [ID 1577] - Chapa doblado 186 x 185 | [ID 1577] - Bended Plate 186 x 185 | 3571 | 23MBR305 | Stack+Diffusor+Diverter | 1 | PCE | Germany | [6 empty] | 2323 | S-2323-0037-A-23-3571-00263591-N | 16720 | 15470.25 | 0.95 | 1250 | 240 | 180 | 11744-1000-23 | 22730254 | 732690 | N | N
Polo | Braden-Europe B.V. HEERLEN | TPMC | Estructura de soporte Vigas y escalera | Support Structure Beams & Ladder | [ID 1578] - Chapa doblado 185 x 157 | [ID 1578] - Bended Plate 185 x 157 | 3571 | 23MBR305 | Stack+Diffusor+Diverter | 1 | PCE | Germany | [6 empty] | 2323 | S-2323-0037-A-23-3571-00263591-N | 16720 | 15470.25 | 0.92 | 1250 | 240 | 180 | 11744-1000-23 | 22730255 | 732690 | N | N
Polo | Braden-Europe B.V. HEERLEN | TPMC | Estructura de soporte Vigas y escalera | Support Structure Beams & Ladder | [ID 1579] - Chapa de acero50 x 5 | [ID 1579] - Plate 50 x 5 | 3571 | 23MBR305 | Stack+Diffusor+Diverter | 7 | PCE | Germany | [6 empty] | 2323 | S-2323-0037-A-23-3571-00263591-N | 16720 | 15470.25 | 18.41 | 1250 | 240 | 180 | 11744-1000-23 | 22730256 | 730890 | N | N
Polo | Braden-Europe B.V. HEERLEN | TPMC | Estructura de soporte Vigas y escalera | Support Structure Beams & Ladder | [ID 1580] - Chapa doblado 50 x 5 | [ID 1580] - Bended Plate 50 x 5 | 3571 | 23MBR305 | Stack+Diffusor+Diverter | 2 | PCE | Germany | [6 empty] | 2323 | S-2323-0037-A-23-3571-00263591-N | 16720 | 15470.25 | 5.11 | 1250 | 240 | 180 | 11744-1000-23 | 22730257 | 732690 | N | N
Polo | Braden-Europe B.V. HEERLEN | TPMC | Estructura de soporte Vigas y escalera | Support Structure Beams & Ladder | [ID 1581] - Chapa doblado 50 x 5 | [ID 1581] - Bended Plate 50 x 5 | 3571 | 23MBR305 | Stack+Diffusor+Diverter | 2 | PCE | Germany | [6 empty] | 2323 | S-2323-0037-A-23-3571-00263591-N | 16720 | 15470.25 | 2.73 | 1250 | 240 | 180 | 11744-1000-23 | 22730258 | 732690 | N | N
Polo | Braden-Europe B.V. HEERLEN | TPMC | Estructura de soporte Vigas y escalera | Support Structure Beams & Ladder | [ID 1204] - La viga intermedio delante 1498 x 479 | [ID 1204] - HORIZONTAL BEAM FRONT MIDDLE 1498 x 479 | 3571 | 23MBR305 | Stack+Diffusor+Diverter | 1 | PCE | Germany | [6 empty] | 2323 | S-2323-0038-A-23-3571-00263591-N | 16588 | 15338.58 | 1285.89 | 1250 | 240 | 180 | 11744-1000-23 | 22730313 | 730531 | N | N
Polo | Braden-Europe B.V. HEERLEN | TPMC | Estructura de soporte Vigas y escalera | Support Structure Beams & Ladder | [ID 1206] - La Viga intermedio atrás 1498 x 340 | [ID 1206] - HORIZONTAL BEAM BACK MIDDLE 1498 x 340 | 3571 | 23MBR305 | Stack+Diffusor+Diverter | 1 | PCE | Germany | [6 empty] | 2323 | S-2323-0038-A-23-3571-00263591-N | 16588 | 15338.58 | 1708.63 | 1250 | 240 | 180 | 11744-1000-23 | 22730314 | 730531 | N | N
Polo | Braden-Europe B.V. HEERLEN | TPMC | Estructura de soporte Vigas y escalera | Support Structure Beams & Ladder | [ID 1208] - La Viga parte superior delantero 1349 x 627 | [ID 1208] - HORIZONTAL BEAM FRONT TOP 1349 x 627 | 3571 | 23MBR305 | Stack+Diffusor+Diverter | 1 | PCE | Germany | [6 empty] | 2323 | S-2323-0038-A-23-3571-00263591-N | 16588 | 15338.58 | 2378.29 | 1250 | 240 | 180 | 11744-1000-23 | 22730315 | 730531 | N | N
Polo | Braden-Europe B.V. HEERLEN | TPMC | Estructura de soporte Vigas y escalera | Support Structure Beams & Ladder | [ID 1210] - La Viga parte superior atrás 1349 x 380 | [ID 1210] - HORIZONTAL BEAM TOP BACK 1349 x 380 | 3571 | 23MBR305 | Stack+Diffusor+Diverter | 1 | PCE | Germany | [6 empty] | 2323 | S-2323-0038-A-23-3571-00263591-N | 16588 | 15338.58 | 2375.72 | 1250 | 240 | 180 | 11744-1000-23 | 22730316 | 730531 | N | N
Polo | Braden-Europe B.V. HEERLEN | TPMC | Estructura de soporte Vigas y escalera | Support Structure Beams & Ladder | [ID 1218] - La Viga intermedio 03 484 x 359 | [ID 1218] - HORIZONTAL BEAM MIDDLE 03 484 x 359 | 3571 | 23MBR305 | Stack+Diffusor+Diverter | 1 | PCE | Germany | [6 empty] | 2323 | S-2323-0038-A-23-3571-00263591-N | 16588 | 15338.58 | 569.68 | 1250 | 240 | 180 | 11744-1000-23 | 22730317 | 730531 | N | N
Polo | Braden-Europe B.V. HEERLEN | TPMC | Estructura de soporte Vigas y escalera | Support Structure Beams & Ladder | [ID 1219] - La Viga intermedio 04 484 x 359 | [ID 1219] - HORIZONTAL BEAM MIDDLE 04 484 x 359 | 3571 | 23MBR305 | Stack+Diffusor+Diverter | 1 | PCE | Germany | [6 empty] | 2323 | S-2323-0038-A-23-3571-00263591-N | 16588 | 15338.58 | 566.89 | 1250 | 240 | 180 | 11744-1000-23 | 22730318 | 730531 | N | N
Polo | Braden-Europe B.V. HEERLEN | TPMC | Estructura de soporte Vigas y escalera | Support Structure Beams & Ladder | [ID 1224] - La Viga intermedio 15 240 x 180 | [ID 1224] - HORIZONTAL BEAM MIDDLE 15 240 x 180 | 3571 | 23MBR305 | Stack+Diffusor+Diverter | 1 | PCE | Germany | [6 empty] | 2323 | S-2323-0038-A-23-3571-00263591-N | 16588 | 15338.58 | 482.63 | 1250 | 240 | 180 | 11744-1000-23 | 22730319 | 730531 | N | N
Polo | Braden-Europe B.V. HEERLEN | TPMC | Estructura de soporte Vigas y escalera | Support Structure Beams & Ladder | [ID 1225] - La Viga intermedio 16 240 x 180 | [ID 1225] - HORIZONTAL BEAM MIDDLE 16 240 x 180 | 3571 | 23MBR305 | Stack+Diffusor+Diverter | 1 | PCE | Germany | [6 empty] | 2323 | S-2323-0038-A-23-3571-00263591-N | 16588 | 15338.58 | 482.71 | 1250 | 240 | 180 | 11744-1000-23 | 22730320 | 730531 | N | N
Polo | Braden-Europe B.V. HEERLEN | TPMC | Estructura de soporte Vigas y escalera | Support Structure Beams & Ladder | [ID 1230] - La Viga soldada - 340 x 300 | [ID 1230] - WELDED BEAM - 340 x 300 | 3571 | 23MBR305 | Stack+Diffusor+Diverter | 1 | PCE | Germany | [6 empty] | 2323 | S-2323-0038-A-23-3571-00263591-N | 16588 | 15338.58 | 816.45 | 1250 | 240 | 180 | 11744-1000-23 | 22730321 | 730531 | N | N
Polo | Braden-Europe B.V. HEERLEN | TPMC | Estructura de soporte Vigas y escalera | Support Structure Beams & Ladder | [ID 1231] - La Viga soldada - 340 x 300 | [ID 1231] - WELDED BEAM - 340 x 300 | 3571 | 23MBR305 | Stack+Diffusor+Diverter | 1 | PCE | Germany | [6 empty] | 2323 | S-2323-0038-A-23-3571-00263591-N | 16588 | 15338.58 | 816.45 | 1250 | 240 | 180 | 11744-1000-23 | 22730322 | 730531 | N | N
Polo | Braden-Europe B.V. HEERLEN | TPMC | Estructura de soporte Vigas y escalera | Support Structure Beams & Ladder | [ID 1238] - La Viga soldada - 268 x 300 | [ID 1238] - WELDED BEAM - 268 x 300 | 3571 | 23MBR305 | Stack+Diffusor+Diverter | 1 | PCE | Germany | [6 empty] | 2323 | S-2323-0038-A-23-3571-00263591-N | 16588 | 15338.58 | 375.76 | 1250 | 240 | 180 | 11744-1000-23 | 22730323 | 730531 | N | N
Polo | Braden-Europe B.V. HEERLEN | TPMC | Estructura de soporte Vigas y escalera | Support Structure Beams & Ladder | [ID 1239] - La Viga soldada - 268 x 300 | [ID 1239] - WELDED BEAM - 268 x 300 | 3571 | 23MBR305 | Stack+Diffusor+Diverter | 1 | PCE | Germany | [6 empty] | 2323 | S-2323-0038-A-23-3571-00263591-N | 16588 | 15338.58 | 477.05 | 1250 | 240 | 180 | 11744-1000-23 | 22730324 | 730531 | N | N
Polo | Braden-Europe B.V. HEERLEN | TPMC | Estructura de soporte Vigas y escalera | Support Structure Beams & Ladder | [ID 1240] - La Viga soldada - 268 x 300 | [ID 1240] - WELDED BEAM - 268 x 300 | 3571 | 23MBR305 | Stack+Diffusor+Diverter | 1 | PCE | Germany | [6 empty] | 2323 | S-2323-0038-A-23-3571-00263591-N | 16588 | 15338.58 | 375.76 | 1250 | 240 | 180 | 11744-1000-23 | 22730325 | 730531 | N | N
Polo | Braden-Europe B.V. HEERLEN | TPMC | Estructura de soporte Vigas y escalera | Support Structure Beams & Ladder | [ID 1241] - La Viga soldada - 268 x 300 | [ID 1241] - WELDED BEAM - 268 x 300 | 3571 | 23MBR305 | Stack+Diffusor+Diverter | 1 | PCE | Germany | [6 empty] | 2323 | S-2323-0038-A-23-3571-00263591-N | 16588 | 15338.58 | 477.05 | 1250 | 240 | 180 | 11744-1000-23 | 22730326 | 730531 | N | N
Polo | Braden-Europe B.V. HEERLEN | TPMC | Estructura de soporte Vigas y escalera | Support Structure Beams & Ladder | [ID 1244] - La Viga soldada - 268 x 300 | [ID 1244] - WELDED BEAM - 268 x 300 | 3571 | 23MBR305 | Stack+Diffusor+Diverter | 1 | PCE | Germany | [6 empty] | 2323 | S-2323-0038-A-23-3571-00263591-N | 16588 | 15338.58 | 604.34 | 1250 | 240 | 180 | 11744-1000-23 | 22730327 | 730531 | N | N
Polo | Braden-Europe B.V. HEERLEN | TPMC | Estructura de soporte Vigas y escalera | Support Structure Beams & Ladder | [ID 1245] - La Viga soldada - 268 x 300 | [ID 1245] - WELDED BEAM - 268 x 300 | 3571 | 23MBR305 | Stack+Diffusor+Diverter | 1 | PCE | Germany | [6 empty] | 2323 | S-2323-0038-A-23-3571-00263591-N | 16588 | 15338.58 | 604.23 | 1250 | 240 | 180 | 11744-1000-23 | 22730328 | 730531 | N | N
Polo | Braden-Europe B.V. HEERLEN | TPMC | Estructura de soporte Vigas y escalera | Support Structure Beams & Ladder | [ID 1254] - La Viga soldada - 156 x 80 | [ID 1254] - WELDED BEAM - 156 x 80 | 3571 | 23MBR305 | Stack+Diffusor+Diverter | 1 | PCE | Germany | [6 empty] | 2323 | S-2323-0038-A-23-3571-00263591-N | 16588 | 15338.58 | 17.64 | 1250 | 240 | 180 | 11744-1000-23 | 22730329 | 730531 | N | N
Polo | Braden-Europe B.V. HEERLEN | TPMC | Estructura de soporte Vigas y escalera | Support Structure Beams & Ladder | [ID 1255] - La Viga soldada - 156 x 80 | [ID 1255] - WELDED BEAM - 156 x 80 | 3571 | 23MBR305 | Stack+Diffusor+Diverter | 1 | PCE | Germany | [6 empty] | 2323 | S-2323-0038-A-23-3571-00263591-N | 16588 | 15338.58 | 17.71 | 1250 | 240 | 180 | 11744-1000-23 | 22730330 | 730531 | N | N
Polo | Braden-Europe B.V. HEERLEN | TPMC | Estructura de soporte Vigas y escalera | Support Structure Beams & Ladder | [ID 1256] - La Viga soldada - 156 x 80 | [ID 1256] - WELDED BEAM - 156 x 80 | 3571 | 23MBR305 | Stack+Diffusor+Diverter | 1 | PCE | Germany | [6 empty] | 2323 | S-2323-0038-A-23-3571-00263591-N | 16588 | 15338.58 | 17.63 | 1250 | 240 | 180 | 11744-1000-23 | 22730331 | 730531 | N | N
Polo | Braden-Europe B.V. HEERLEN | TPMC | Estructura de soporte Vigas y escalera | Support Structure Beams & Ladder | [ID 1257] - La Viga soldada - 156 x 80 | [ID 1257] - WELDED BEAM - 156 x 80 | 3571 | 23MBR305 | Stack+Diffusor+Diverter | 1 | PCE | Germany | [6 empty] | 2323 | S-2323-0038-A-23-3571-00263591-N | 16588 | 15338.58 | 17.63 | 1250 | 240 | 180 | 11744-1000-23 | 22730332 | 730531 | N | N
Polo | Braden-Europe B.V. HEERLEN | TPMC | Estructura de soporte Vigas y escalera | Support Structure Beams & Ladder | [ID 1262] - Tipo rincón DIN 1028 - L 120 x120 x10 | [ID 1262] - ANGLE DIN 1028 - L 120 x120 x10 | 3571 | 23MBR305 | Stack+Diffusor+Diverter | 1 | PCE | Germany | [6 empty] | 2323 | S-2323-0038-A-23-3571-00263591-N | 16588 | 15338.58 | 47.46 | 1250 | 240 | 180 | 11744-1000-23 | 22730333 | 732690 | N | N
Polo | Braden-Europe B.V. HEERLEN | TPMC | Estructura de soporte Vigas y escalera | Support Structure Beams & Ladder | [ID 1263] - Tipo rincón DIN 1028 - L 120 x120 x10 | [ID 1263] - ANGLE DIN 1028 - L 120 x120 x10 | 3571 | 23MBR305 | Stack+Diffusor+Diverter | 1 | PCE | Germany | [6 empty] | 2323 | S-2323-0038-A-23-3571-00263591-N | 16588 | 15338.58 | 47.46 | 1250 | 240 | 180 | 11744-1000-23 | 22730334 | 732690 | N | N
Polo | Braden-Europe B.V. HEERLEN | TPMC | Estructura de soporte Vigas y escalera | Support Structure Beams & Ladder | [ID 1264] - Tipo rincón DIN 1028 - L 120 x120 x10 | [ID 1264] - ANGLE DIN 1028 - L 120 x120 x10 | 3571 | 23MBR305 | Stack+Diffusor+Diverter | 1 | PCE | Germany | [6 empty] | 2323 | S-2323-0038-A-23-3571-00263591-N | 16588 | 15338.58 | 46.44 | 1250 | 240 | 180 | 11744-1000-23 | 22730335 | 732690 | N | N
Polo | Braden-Europe B.V. HEERLEN | TPMC | Estructura de soporte Vigas y escalera | Support Structure Beams & Ladder | [ID 1265] - Tipo rincón DIN 1028 - L 120 x120 x10 | [ID 1265] - ANGLE DIN 1028 - L 120 x120 x10 | 3571 | 23MBR305 | Stack+Diffusor+Diverter | 1 | PCE | Germany | [6 empty] | 2323 | S-2323-0038-A-23-3571-00263591-N | 16588 | 15338.58 | 46.44 | 1250 | 240 | 180 | 11744-1000-23 | 22730336 | 732690 | N | N
Polo | Braden-Europe B.V. HEERLEN | TPMC | Estructura de soporte Vigas y escalera | Support Structure Beams & Ladder | [ID 1275] - La Viga soldada - 156 x 80 | [ID 1275] - WELDED BEAM - 156 x 80 | 3571 | 23MBR305 | Stack+Diffusor+Diverter | 1 | PCE | Germany | [6 empty] | 2323 | S-2323-0038-A-23-3571-00263591-N | 16588 | 15338.58 | 11.8 | 1250 | 240 | 180 | 11744-1000-23 | 22730337 | 730531 | N | N
Polo | Braden-Europe B.V. HEERLEN | TPMC | Estructura de soporte Vigas y escalera | Support Structure Beams & Ladder | [ID 1276] - La Viga soldada - 156 x 80 | [ID 1276] - WELDED BEAM - 156 x 80 | 3571 | 23MBR305 | Stack+Diffusor+Diverter | 1 | PCE | Germany | [6 empty] | 2323 | S-2323-0038-A-23-3571-00263591-N | 16588 | 15338.58 | 11.8 | 1250 | 240 | 180 | 11744-1000-23 | 22730338 | 730531 | N | N
Polo | Braden-Europe B.V. HEERLEN | TPMC | Estructura de soporte Vigas y escalera | Support Structure Beams & Ladder | [ID 1277] - La Viga soldada - 156 x 80 | [ID 1277] - WELDED BEAM - 156 x 80 | 3571 | 23MBR305 | Stack+Diffusor+Diverter | 1 | PCE | Germany | [6 empty] | 2323 | S-2323-0038-A-23-3571-00263591-N | 16588 | 15338.58 | 11.8 | 1250 | 240 | 180 | 11744-1000-23 | 22730339 | 730531 | N | N
Polo | Braden-Europe B.V. HEERLEN | TPMC | Estructura de soporte Vigas y escalera | Support Structure Beams & Ladder | [ID 1278] - La Viga soldada - 156 x 80 | [ID 1278] - WELDED BEAM - 156 x 80 | 3571 | 23MBR305 | Stack+Diffusor+Diverter | 1 | PCE | Germany | [6 empty] | 2323 | S-2323-0038-A-23-3571-00263591-N | 16588 | 15338.58 | 11.8 | 1250 | 240 | 180 | 11744-1000-23 | 22730340 | 730531 | N | N
Polo | Braden-Europe B.V. HEERLEN | TPMC | Estructura de soporte Vigas y escalera | Support Structure Beams & Ladder | [ID 1279] - La Viga soldada - 156 x 80 | [ID 1279] - WELDED BEAM - 156 x 80 | 3571 | 23MBR305 | Stack+Diffusor+Diverter | 1 | PCE | Germany | [6 empty] | 2323 | S-2323-0038-A-23-3571-00263591-N | 16588 | 15338.58 | 11.8 | 1250 | 240 | 180 | 11744-1000-23 | 22730341 | 730531 | N | N
Polo | Braden-Europe B.V. HEERLEN | TPMC | Estructura de soporte Vigas y escalera | Support Structure Beams & Ladder | [ID 1294] - Tipo rincón DIN 1028 - L 100 x100 x10 | [ID 1294] - ANGLE DIN 1028 - L 100 x100 x10 | 3571 | 23MBR305 | Stack+Diffusor+Diverter | 1 | PCE | Germany | [6 empty] | 2323 | S-2323-0038-A-23-3571-00263591-N | 16588 | 15338.58 | 19.51 | 1250 | 240 | 180 | 11744-1000-23 | 22730342 | 732690 | N | N
Polo | Braden-Europe B.V. HEERLEN | TPMC | Estructura de soporte Vigas y escalera | Support Structure Beams & Ladder | [ID 1295] - Tipo rincón DIN 1028 - L 100 x100 x10 | [ID 1295] - ANGLE DIN 1028 - L 100 x100 x10 | 3571 | 23MBR305 | Stack+Diffusor+Diverter | 1 | PCE | Germany | [6 empty] | 2323 | S-2323-0038-A-23-3571-00263591-N | 16588 | 15338.58 | 19.51 | 1250 | 240 | 180 | 11744-1000-23 | 22730343 | 732690 | N | N
Polo | Braden-Europe B.V. HEERLEN | TPMC | Estructura de soporte Vigas y escalera | Support Structure Beams & Ladder | [ID 1296] - Tipo rincón DIN 1028 - L 100 x100 x10 | [ID 1296] - ANGLE DIN 1028 - L 100 x100 x10 | 3571 | 23MBR305 | Stack+Diffusor+Diverter | 1 | PCE | Germany | [6 empty] | 2323 | S-2323-0038-A-23-3571-00263591-N | 16588 | 15338.58 | 19.51 | 1250 | 240 | 180 | 11744-1000-23 | 22730344 | 732690 | N | N
Polo | Braden-Europe B.V. HEERLEN | TPMC | Estructura de soporte Vigas y escalera | Support Structure Beams & Ladder | [ID 1297] - Tipo rincón DIN 1028 - L 100 x100 x10 | [ID 1297] - ANGLE DIN 1028 - L 100 x100 x10 | 3571 | 23MBR305 | Stack+Diffusor+Diverter | 1 | PCE | Germany | [6 empty] | 2323 | S-2323-0038-A-23-3571-00263591-N | 16588 | 15338.58 | 19.51 | 1250 | 240 | 180 | 11744-1000-23 | 22730345 | 732690 | N | N
Polo | Braden-Europe B.V. HEERLEN | TPMC | Estructura de soporte Vigas y escalera | Support Structure Beams & Ladder | [ID 1302] - Tipo rincón DIN 1028 - L 100 x100 x10 | [ID 1302] - ANGLE DIN 1028 - L 100 x100 x10 | 3571 | 23MBR305 | Stack+Diffusor+Diverter | 1 | PCE | Germany | [6 empty] | 2323 | S-2323-0038-A-23-3571-00263591-N | 16588 | 15338.58 | 17.54 | 1250 | 240 | 180 | 11744-1000-23 | 22730346 | 732690 | N | N
Polo | Braden-Europe B.V. HEERLEN | TPMC | Estructura de soporte Vigas y escalera | Support Structure Beams & Ladder | [ID 1303] - Tipo rincón DIN 1028 - L 100 x100 x10 | [ID 1303] - ANGLE DIN 1028 - L 100 x100 x10 | 3571 | 23MBR305 | Stack+Diffusor+Diverter | 1 | PCE | Germany | [6 empty] | 2323 | S-2323-0038-A-23-3571-00263591-N | 16588 | 15338.58 | 17.54 | 1250 | 240 | 180 | 11744-1000-23 | 22730347 | 732690 | N | N
Polo | Braden-Europe B.V. HEERLEN | TPMC | Estructura de soporte Vigas y escalera | Support Structure Beams & Ladder | [ID 1304] - Tipo rincón DIN 1028 - L 100 x100 x10 | [ID 1304] - ANGLE DIN 1028 - L 100 x100 x10 | 3571 | 23MBR305 | Stack+Diffusor+Diverter | 1 | PCE | Germany | [6 empty] | 2323 | S-2323-0038-A-23-3571-00263591-N | 16588 | 15338.58 | 17.54 | 1250 | 240 | 180 | 11744-1000-23 | 22730348 | 732690 | N | N
Polo | Braden-Europe B.V. HEERLEN | TPMC | Estructura de soporte Vigas y escalera | Support Structure Beams & Ladder | [ID 1305] - Tipo rincón DIN 1028 - L 100 x100 x10 | [ID 1305] - ANGLE DIN 1028 - L 100 x100 x10 | 3571 | 23MBR305 | Stack+Diffusor+Diverter | 1 | PCE | Germany | [6 empty] | 2323 | S-2323-0038-A-23-3571-00263591-N | 16588 | 15338.58 | 17.54 | 1250 | 240 | 180 | 11744-1000-23 | 22730349 | 732690 | N | N
Polo | Braden-Europe B.V. HEERLEN | TPMC | Estructura de soporte Vigas y escalera | Support Structure Beams & Ladder | [ID 1306] - Tipo rincón DIN 1028 - L 100 x100 x10 | [ID 1306] - ANGLE DIN 1028 - L 100 x100 x10 | 3571 | 23MBR305 | Stack+Diffusor+Diverter | 1 | PCE | Germany | [6 empty] | 2323 | S-2323-0038-A-23-3571-00263591-N | 16588 | 15338.58 | 17.54 | 1250 | 240 | 180 | 11744-1000-23 | 22730350 | 732690 | N | N
Polo | Braden-Europe B.V. HEERLEN | TPMC | Estructura de soporte Vigas y escalera | Support Structure Beams & Ladder | [ID 1312] - Cuadra de guiar 100 x50 | [ID 1312] - GUIDE BLOCK 100 x50 | 3571 | 23MBR305 | Stack+Diffusor+Diverter | 8 | PCE | Germany | [6 empty] | 2323 | S-2323-0038-A-23-3571-00263591-N | 16588 | 15338.58 | 76.11 | 1250 | 240 | 180 | 11744-1000-23 | 22730351 | 730890 | N | N
Polo | Braden-Europe B.V. HEERLEN | TPMC | Estructura de soporte Vigas y escalera | Support Structure Beams & Ladder | [ID 1592] - Ensamblaje (La escalera de entre plataformas LSC ) 1007 x 722 | [ID 1592] - Assembly (Ladder between Platforms LSC ) 1007 x 722 | 3571 | 23MBR305 | Stack+Diffusor+Diverter | 1 | PCE | Germany | [6 empty] | 2323 | S-2323-0038-A-23-3571-00263591-N | 16588 | 15338.58 | 245.39 | 1250 | 240 | 180 | 11744-1000-23 | 22730352 | 732690 | N | N
Polo | Braden-Europe B.V. HEERLEN | TPMC | Estructura de soporte Vigas y escalera | Support Structure Beams & Ladder | [ID 1593] - Chapa doblado 110 x 70 | [ID 1593] - Bended Plate 110 x 70 | 3571 | 23MBR305 | Stack+Diffusor+Diverter | 1 | PCE | Germany | [6 empty] | 2323 | S-2323-0038-A-23-3571-00263591-N | 16588 | 15338.58 | 1.53 | 1250 | 240 | 180 | 11744-1000-23 | 22730353 | 732690 | N | N
Polo | Braden-Europe B.V. HEERLEN | TPMC | Estructura de soporte Vigas y escalera | Support Structure Beams & Ladder | [ID 1594] - Chapa doblado 110 x 70 | [ID 1594] - Bended Plate 110 x 70 | 3571 | 23MBR305 | Stack+Diffusor+Diverter | 1 | PCE | Germany | [6 empty] | 2323 | S-2323-0038-A-23-3571-00263591-N | 16588 | 15338.58 | 2.62 | 1250 | 240 | 180 | 11744-1000-23 | 22730354 | 732690 | N | N
Polo | Braden-Europe B.V. HEERLEN | TPMC | Estructura de soporte Vigas y escalera | Support Structure Beams & Ladder | [ID 1595] - Chapa doblado 674 x 80 | [ID 1595] - Bended Plate 674 x 80 | 3571 | 23MBR305 | Stack+Diffusor+Diverter | 1 | PCE | Germany | [6 empty] | 2323 | S-2323-0038-A-23-3571-00263591-N | 16588 | 15338.58 | 4.94 | 1250 | 240 | 180 | 11744-1000-23 | 22730355 | 732690 | N | N
Polo | Braden-Europe B.V. HEERLEN | TPMC | Estructura de soporte Vigas y escalera | Support Structure Beams & Ladder | [ID 1596] - Chapa doblado 674 x 80 | [ID 1596] - Bended Plate 674 x 80 | 3571 | 23MBR305 | Stack+Diffusor+Diverter | 1 | PCE | Germany | [6 empty] | 2323 | S-2323-0038-A-23-3571-00263591-N | 16588 | 15338.58 | 4.94 | 1250 | 240 | 180 | 11744-1000-23 | 22730356 | 732690 | N | N
Polo | Braden-Europe B.V. HEERLEN | TPMC | Estructura de soporte Vigas y escalera | Support Structure Beams & Ladder | [ID 1597] - Chapa doblado 710 x 80 | [ID 1597] - Bended Plate 710 x 80 | 3571 | 23MBR305 | Stack+Diffusor+Diverter | 1 | PCE | Germany | [6 empty] | 2323 | S-2323-0038-A-23-3571-00263591-N | 16588 | 15338.58 | 7.94 | 1250 | 240 | 180 | 11744-1000-23 | 22730357 | 732690 | N | N
Polo | Braden-Europe B.V. HEERLEN | TPMC | Estructura de soporte Vigas y escalera | Support Structure Beams & Ladder | [ID 1598] - Chapa de acero50 x 5 | [ID 1598] - Plate 50 x 5 | 3571 | 23MBR305 | Stack+Diffusor+Diverter | 1 | PCE | Germany | [6 empty] | 2323 | S-2323-0038-A-23-3571-00263591-N | 16588 | 15338.58 | 2.06 | 1250 | 240 | 180 | 11744-1000-23 | 22730358 | 730890 | N | N
Polo | Braden-Europe B.V. HEERLEN | TPMC | Estructura de soporte Vigas y escalera | Support Structure Beams & Ladder | [ID 1599] - Chapa doblado 710 x 50 | [ID 1599] - Bended Plate 710 x 50 | 3571 | 23MBR305 | Stack+Diffusor+Diverter | 2 | PCE | Germany | [6 empty] | 2323 | S-2323-0038-A-23-3571-00263591-N | 16588 | 15338.58 | 9.86 | 1250 | 240 | 180 | 11744-1000-23 | 22730359 | 732690 | N | N
Polo | Braden-Europe B.V. HEERLEN | TPMC | Estructura de soporte Vigas y escalera | Support Structure Beams & Ladder | [ID 1600] - Chapa doblado 800 x 80 | [ID 1600] - Bended Plate 800 x 80 | 3571 | 23MBR305 | Stack+Diffusor+Diverter | 1 | PCE | Germany | [6 empty] | 2323 | S-2323-0038-A-23-3571-00263591-N | 16588 | 15338.58 | 8.6 | 1250 | 240 | 180 | 11744-1000-23 | 22730360 | 732690 | N | N
Polo | Braden-Europe B.V. HEERLEN | TPMC | Estructura de soporte Vigas y escalera | Support Structure Beams & Ladder | [ID 1601] - Chapa doblado 248 x 228 | [ID 1601] - Bended Plate 248 x 228 | 3571 | 23MBR305 | Stack+Diffusor+Diverter | 1 | PCE | Germany | [6 empty] | 2323 | S-2323-0038-A-23-3571-00263591-N | 16588 | 15338.58 | 7.43 | 1250 | 240 | 180 | 11744-1000-23 | 22730361 | 732690 | N | N
Polo | Braden-Europe B.V. HEERLEN | TPMC | Estructura de soporte Vigas y escalera | Support Structure Beams & Ladder | [ID 1602] - Chapa doblado 248 x 228 | [ID 1602] - Bended Plate 248 x 228 | 3571 | 23MBR305 | Stack+Diffusor+Diverter | 1 | PCE | Germany | [6 empty] | 2323 | S-2323-0038-A-23-3571-00263591-N | 16588 | 15338.58 | 7.51 | 1250 | 240 | 180 | 11744-1000-23 | 22730291 | 732690 | N | N
Polo | Braden-Europe B.V. HEERLEN | TPMC | Estructura de soporte Vigas y escalera | Support Structure Beams & Ladder | [ID 1603] - Chapa doblado 104 x 5 | [ID 1603] - Bended Plate 104 x 5 | 3571 | 23MBR305 | Stack+Diffusor+Diverter | 1 | PCE | Germany | [6 empty] | 2323 | S-2323-0038-A-23-3571-00263591-N | 16588 | 15338.58 | 4.64 | 1250 | 240 | 180 | 11744-1000-23 | 22730286 | 732690 | N | N
Polo | Braden-Europe B.V. HEERLEN | TPMC | Estructura de soporte Vigas y escalera | Support Structure Beams & Ladder | [ID 1604] - Chapa doblado 2337 x 5 | [ID 1604] - Bended Plate 2337 x 5 | 3571 | 23MBR305 | Stack+Diffusor+Diverter | 1 | PCE | Germany | [6 empty] | 2323 | S-2323-0038-A-23-3571-00263591-N | 16588 | 15338.58 | 4.57 | 1250 | 240 | 180 | 11744-1000-23 | 22730287 | 732690 | N | N
Polo | Braden-Europe B.V. HEERLEN | TPMC | Estructura de soporte Vigas y escalera | Support Structure Beams & Ladder | [ID 1605] - Chapa doblado 248 x 228 | [ID 1605] - Bended Plate 248 x 228 | 3571 | 23MBR305 | Stack+Diffusor+Diverter | 1 | PCE | Germany | [6 empty] | 2323 | S-2323-0038-A-23-3571-00263591-N | 16588 | 15338.58 | 7.59 | 1250 | 240 | 180 | 11744-1000-23 | 22730288 | 732690 | N | N
Polo | Braden-Europe B.V. HEERLEN | TPMC | Estructura de soporte Vigas y escalera | Support Structure Beams & Ladder | [ID 1606] - Chapa doblado 114 x 5 | [ID 1606] - Bended Plate 114 x 5 | 3571 | 23MBR305 | Stack+Diffusor+Diverter | 1 | PCE | Germany | [6 empty] | 2323 | S-2323-0038-A-23-3571-00263591-N | 16588 | 15338.58 | 4.73 | 1250 | 240 | 180 | 11744-1000-23 | 22730289 | 732690 | N | N
Polo | Braden-Europe B.V. HEERLEN | TPMC | Estructura de soporte Vigas y escalera | Support Structure Beams & Ladder | [ID 1607] - Chapa doblado 248 x 228 | [ID 1607] - Bended Plate 248 x 228 | 3571 | 23MBR305 | Stack+Diffusor+Diverter | 1 | PCE | Germany | [6 empty] | 2323 | S-2323-0038-A-23-3571-00263591-N | 16588 | 15338.58 | 7.4 | 1250 | 240 | 180 | 11744-1000-23 | 22730290 | 732690 | N | N
Polo | Braden-Europe B.V. HEERLEN | TPMC | Estructura de soporte Vigas y escalera | Support Structure Beams & Ladder | [ID 1608] - Chapa de acero50 x 5 | [ID 1608] - Plate 50 x 5 | 3571 | 23MBR305 | Stack+Diffusor+Diverter | 1 | PCE | Germany | [6 empty] | 2323 | S-2323-0038-A-23-3571-00263591-N | 16588 | 15338.58 | 0.33 | 1250 | 240 | 180 | 11744-1000-23 | 22730292 | 730890 | N | N
Polo | Braden-Europe B.V. HEERLEN | TPMC | Estructura de soporte Vigas y escalera | Support Structure Beams & Ladder | [ID 1609] - Chapa doblado 133 x 5 | [ID 1609] - Bended Plate 133 x 5 | 3571 | 23MBR305 | Stack+Diffusor+Diverter | 1 | PCE | Germany | [6 empty] | 2323 | S-2323-0038-A-23-3571-00263591-N | 16588 | 15338.58 | 0.7 | 1250 | 240 | 180 | 11744-1000-23 | 22730293 | 732690 | N | N
Polo | Braden-Europe B.V. HEERLEN | TPMC | Estructura de soporte Vigas y escalera | Support Structure Beams & Ladder | [ID 1610] - Chapa de acero50 x 5 | [ID 1610] - Plate 50 x 5 | 3571 | 23MBR305 | Stack+Diffusor+Diverter | 1 | PCE | Germany | [6 empty] | 2323 | S-2323-0038-A-23-3571-00263591-N | 16588 | 15338.58 | 0.24 | 1250 | 240 | 180 | 11744-1000-23 | 22730294 | 730890 | N | N
Polo | Braden-Europe B.V. HEERLEN | TPMC | Estructura de soporte Vigas y escalera | Support Structure Beams & Ladder | [ID 1611] - Chapa doblado 88 x 5 | [ID 1611] - Bended Plate 88 x 5 | 3571 | 23MBR305 | Stack+Diffusor+Diverter | 1 | PCE | Germany | [6 empty] | 2323 | S-2323-0038-A-23-3571-00263591-N | 16588 | 15338.58 | 0.63 | 1250 | 240 | 180 | 11744-1000-23 | 22730295 | 732690 | N | N
Polo | Braden-Europe B.V. HEERLEN | TPMC | Estructura de soporte Vigas y escalera | Support Structure Beams & Ladder | [ID 1612] - Chapa de acero50 x 5 | [ID 1612] - Plate 50 x 5 | 3571 | 23MBR305 | Stack+Diffusor+Diverter | 1 | PCE | Germany | [6 empty] | 2323 | S-2323-0038-A-23-3571-00263591-N | 16588 | 15338.58 | 0.36 | 1250 | 240 | 180 | 11744-1000-23 | 22730296 | 730890 | N | N
Polo | Braden-Europe B.V. HEERLEN | TPMC | Estructura de soporte Vigas y escalera | Support Structure Beams & Ladder | [ID 1613] - Chapa doblado 154 x 5 | [ID 1613] - Bended Plate 154 x 5 | 3571 | 23MBR305 | Stack+Diffusor+Diverter | 1 | PCE | Germany | [6 empty] | 2323 | S-2323-0038-A-23-3571-00263591-N | 16588 | 15338.58 | 1.03 | 1250 | 240 | 180 | 11744-1000-23 | 22730297 | 732690 | N | N
Polo | Braden-Europe B.V. HEERLEN | TPMC | Estructura de soporte Vigas y escalera | Support Structure Beams & Ladder | [ID 1614] - Chapa de acero50 x 5 | [ID 1614] - Plate 50 x 5 | 3571 | 23MBR305 | Stack+Diffusor+Diverter | 1 | PCE | Germany | [6 empty] | 2323 | S-2323-0038-A-23-3571-00263591-N | 16588 | 15338.58 | 0.39 | 1250 | 240 | 180 | 11744-1000-23 | 22730298 | 730890 | N | N
Polo | Braden-Europe B.V. HEERLEN | TPMC | Estructura de soporte Vigas y escalera | Support Structure Beams & Ladder | [ID 1615] - Chapa doblado 142 x 5 | [ID 1615] - Bended Plate 142 x 5 | 3571 | 23MBR305 | Stack+Diffusor+Diverter | 1 | PCE | Germany | [6 empty] | 2323 | S-2323-0038-A-23-3571-00263591-N | 16588 | 15338.58 | 1.45 | 1250 | 240 | 180 | 11744-1000-23 | 22730299 | 732690 | N | N
Polo | Braden-Europe B.V. HEERLEN | TPMC | Estructura de soporte Vigas y escalera | Support Structure Beams & Ladder | [ID 1616] - Chapa de acero50 x 5 | [ID 1616] - Plate 50 x 5 | 3571 | 23MBR305 | Stack+Diffusor+Diverter | 1 | PCE | Germany | [6 empty] | 2323 | S-2323-0038-A-23-3571-00263591-N | 16588 | 15338.58 | 0.42 | 1250 | 240 | 180 | 11744-1000-23 | 22730300 | 730890 | N | N
Polo | Braden-Europe B.V. HEERLEN | TPMC | Estructura de soporte Vigas y escalera | Support Structure Beams & Ladder | [ID 1617] - Chapa doblado 140 x 5 | [ID 1617] - Bended Plate 140 x 5 | 3571 | 23MBR305 | Stack+Diffusor+Diverter | 1 | PCE | Germany | [6 empty] | 2323 | S-2323-0038-A-23-3571-00263591-N | 16588 | 15338.58 | 1.64 | 1250 | 240 | 180 | 11744-1000-23 | 22730301 | 732690 | N | N
Polo | Braden-Europe B.V. HEERLEN | TPMC | Estructura de soporte Vigas y escalera | Support Structure Beams & Ladder | [ID 1618] - Chapa de acero50 x 5 | [ID 1618] - Plate 50 x 5 | 3571 | 23MBR305 | Stack+Diffusor+Diverter | 1 | PCE | Germany | [6 empty] | 2323 | S-2323-0038-A-23-3571-00263591-N | 16588 | 15338.58 | 0.42 | 1250 | 240 | 180 | 11744-1000-23 | 22730302 | 730890 | N | N
Polo | Braden-Europe B.V. HEERLEN | TPMC | Estructura de soporte Vigas y escalera | Support Structure Beams & Ladder | [ID 1619] - Chapa doblado 135 x 5 | [ID 1619] - Bended Plate 135 x 5 | 3571 | 23MBR305 | Stack+Diffusor+Diverter | 1 | PCE | Germany | [6 empty] | 2323 | S-2323-0038-A-23-3571-00263591-N | 16588 | 15338.58 | 1.52 | 1250 | 240 | 180 | 11744-1000-23 | 22730303 | 732690 | N | N
Polo | Braden-Europe B.V. HEERLEN | TPMC | Estructura de soporte Vigas y escalera | Support Structure Beams & Ladder | [ID 1620] - Chapa de acero50 x 5 | [ID 1620] - Plate 50 x 5 | 3571 | 23MBR305 | Stack+Diffusor+Diverter | 1 | PCE | Germany | [6 empty] | 2323 | S-2323-0038-A-23-3571-00263591-N | 16588 | 15338.58 | 0.41 | 1250 | 240 | 180 | 11744-1000-23 | 22730304 | 730890 | N | N
Polo | Braden-Europe B.V. HEERLEN | TPMC | Estructura de soporte Vigas y escalera | Support Structure Beams & Ladder | [ID 1621] - Chapa doblado 72 x 5 | [ID 1621] - Bended Plate 72 x 5 | 3571 | 23MBR305 | Stack+Diffusor+Diverter | 1 | PCE | Germany | [6 empty] | 2323 | S-2323-0038-A-23-3571-00263591-N | 16588 | 15338.58 | 1.43 | 1250 | 240 | 180 | 11744-1000-23 | 22730305 | 732690 | N | N
Polo | Braden-Europe B.V. HEERLEN | TPMC | Estructura de soporte Vigas y escalera | Support Structure Beams & Ladder | [ID 1622] - Chapa de acero50 x 5 | [ID 1622] - Plate 50 x 5 | 3571 | 23MBR305 | Stack+Diffusor+Diverter | 1 | PCE | Germany | [6 empty] | 2323 | S-2323-0038-A-23-3571-00263591-N | 16588 | 15338.58 | 0.39 | 1250 | 240 | 180 | 11744-1000-23 | 22730306 | 730890 | N | N
Polo | Braden-Europe B.V. HEERLEN | TPMC | Estructura de soporte Vigas y escalera | Support Structure Beams & Ladder | [ID 1623] - Chapa doblado 99 x 5 | [ID 1623] - Bended Plate 99 x 5 | 3571 | 23MBR305 | Stack+Diffusor+Diverter | 1 | PCE | Germany | [6 empty] | 2323 | S-2323-0038-A-23-3571-00263591-N | 16588 | 15338.58 | 1.62 | 1250 | 240 | 180 | 11744-1000-23 | 22730307 | 732690 | N | N
Polo | Braden-Europe B.V. HEERLEN | TPMC | Estructura de soporte Vigas y escalera | Support Structure Beams & Ladder | [ID 1624] - Chapa de acero50 x 5 | [ID 1624] - Plate 50 x 5 | 3571 | 23MBR305 | Stack+Diffusor+Diverter | 8 | PCE | Germany | [6 empty] | 2323 | S-2323-0038-A-23-3571-00263591-N | 16588 | 15338.58 | 21.28 | 1250 | 240 | 180 | 11744-1000-23 | 22730308 | 730890 | N | N
Polo | Braden-Europe B.V. HEERLEN | TPMC | Estructura de soporte Vigas y escalera | Support Structure Beams & Ladder | [ID 1625] - Chapa doblado 50 x 5 | [ID 1625] - Bended Plate 50 x 5 | 3571 | 23MBR305 | Stack+Diffusor+Diverter | 2 | PCE | Germany | [6 empty] | 2323 | S-2323-0038-A-23-3571-00263591-N | 16588 | 15338.58 | 4.71 | 1250 | 240 | 180 | 11744-1000-23 | 22730309 | 732690 | N | N
Polo | Braden-Europe B.V. HEERLEN | TPMC | Estructura de soporte Vigas y escalera | Support Structure Beams & Ladder | [ID 1626] - Chapa de acero50 x 5 | [ID 1626] - Plate 50 x 5 | 3571 | 23MBR305 | Stack+Diffusor+Diverter | 2 | PCE | Germany | [6 empty] | 2323 | S-2323-0038-A-23-3571-00263591-N | 16588 | 15338.58 | 4.2 | 1250 | 240 | 180 | 11744-1000-23 | 22730310 | 730890 | N | N
Polo | Braden-Europe B.V. HEERLEN | TPMC | Estructura de soporte Vigas y escalera | Support Structure Beams & Ladder | [ID 1627] - Chapa de acero90 x 8 | [ID 1627] - Plate 90 x 8 | 3571 | 23MBR305 | Stack+Diffusor+Diverter | 2 | PCE | Germany | [6 empty] | 2323 | S-2323-0038-A-23-3571-00263591-N | 16588 | 15338.58 | 4.36 | 1250 | 240 | 180 | 11744-1000-23 | 22730311 | 730890 | N | N
Polo | Braden-Europe B.V. HEERLEN | TPMC | Estructura de soporte Vigas y escalera | Support Structure Beams & Ladder | [ID 1628] - Chapa de acero90 x 8 | [ID 1628] - Plate 90 x 8 | 3571 | 23MBR305 | Stack+Diffusor+Diverter | 2 | PCE | Germany | [6 empty] | 2323 | S-2323-0038-A-23-3571-00263591-N | 16588 | 15338.58 | 2.51 | 1250 | 240 | 180 | 11744-1000-23 | 22730312 | 730890 | N | N
Polo | Braden-Europe B.V. HEERLEN | TPMC | Estructura de soporte Vigas y escalera | Support Structure Beams & Ladder | [ID 1207] - La Viga parte superior a la izquierdo 1347 x 662 | [ID 1207] - HORIZONTAL BEAM TOP LEFT 1347 x 662 | 3571 | 23MBR305 | Stack+Diffusor+Diverter | 1 | PCE | Germany | [6 empty] | 2323 | S-2323-0039-A-23-3571-00263591-N | 16743 | 15493.57 | 3958.46 | 1250 | 240 | 180 | 11744-1000-23 | 22730362 | 730531 | N | N
Polo | Braden-Europe B.V. HEERLEN | TPMC | Estructura de soporte Vigas y escalera | Support Structure Beams & Ladder | [ID 1220] - La Viga intermedio 11 635 x 329 | [ID 1220] - HORIZONTAL BEAM MIDDLE 11 635 x 329 | 3571 | 23MBR305 | Stack+Diffusor+Diverter | 1 | PCE | Germany | [6 empty] | 2323 | S-2323-0039-A-23-3571-00263591-N | 16743 | 15493.57 | 772.83 | 1250 | 240 | 180 | 11744-1000-23 | 22730363 | 730531 | N | N
Polo | Braden-Europe B.V. HEERLEN | TPMC | Estructura de soporte Vigas y escalera | Support Structure Beams & Ladder | [ID 1221] - La Viga intermedio 12 625 x 165 | [ID 1221] - HORIZONTAL BEAM MIDDLE 12 625 x 165 | 3571 | 23MBR305 | Stack+Diffusor+Diverter | 1 | PCE | Germany | [6 empty] | 2323 | S-2323-0039-A-23-3571-00263591-N | 16743 | 15493.57 | 1215.59 | 1250 | 240 | 180 | 11744-1000-23 | 22730364 | 730531 | N | N
Polo | Braden-Europe B.V. HEERLEN | TPMC | Estructura de soporte Vigas y escalera | Support Structure Beams & Ladder | [ID 1222] - La Viga intermedio 13 573 x 443 | [ID 1222] - HORIZONTAL BEAM MIDDLE 13 573 x 443 | 3571 | 23MBR305 | Stack+Diffusor+Diverter | 1 | PCE | Germany | [6 empty] | 2323 | S-2323-0039-A-23-3571-00263591-N | 16743 | 15493.57 | 1804.31 | 1250 | 240 | 180 | 11744-1000-23 | 22730365 | 730531 | N | N
Polo | Braden-Europe B.V. HEERLEN | TPMC | Estructura de soporte Vigas y escalera | Support Structure Beams & Ladder | [ID 1223] - La Viga intermedio 14 573 x 443 | [ID 1223] - HORIZONTAL BEAM MIDDLE 14 573 x 443 | 3571 | 23MBR305 | Stack+Diffusor+Diverter | 1 | PCE | Germany | [6 empty] | 2323 | S-2323-0039-A-23-3571-00263591-N | 16743 | 15493.57 | 1801.87 | 1250 | 240 | 180 | 11744-1000-23 | 22730366 | 730531 | N | N
Polo | Braden-Europe B.V. HEERLEN | TPMC | Estructura de soporte Vigas y escalera | Support Structure Beams & Ladder | [ID 1226] - La Viga intermedio 17 240 x 180 | [ID 1226] - HORIZONTAL BEAM MIDDLE 17 240 x 180 | 3571 | 23MBR305 | Stack+Diffusor+Diverter | 1 | PCE | Germany | [6 empty] | 2323 | S-2323-0039-A-23-3571-00263591-N | 16743 | 15493.57 | 482.83 | 1250 | 240 | 180 | 11744-1000-23 | 22730367 | 730531 | N | N
Polo | Braden-Europe B.V. HEERLEN | TPMC | Estructura de soporte Vigas y escalera | Support Structure Beams & Ladder | [ID 1227] - La Viga intermedio 18 240 x 180 | [ID 1227] - HORIZONTAL BEAM MIDDLE 18 240 x 180 | 3571 | 23MBR305 | Stack+Diffusor+Diverter | 1 | PCE | Germany | [6 empty] | 2323 | S-2323-0039-A-23-3571-00263591-N | 16743 | 15493.57 | 482.83 | 1250 | 240 | 180 | 11744-1000-23 | 22730368 | 730531 | N | N
Polo | Braden-Europe B.V. HEERLEN | TPMC | Estructura de soporte Vigas y escalera | Support Structure Beams & Ladder | [ID 1236] - La Viga soldada - 340 x 300 | [ID 1236] - WELDED BEAM - 340 x 300 | 3571 | 23MBR305 | Stack+Diffusor+Diverter | 1 | PCE | Germany | [6 empty] | 2323 | S-2323-0039-A-23-3571-00263591-N | 16743 | 15493.57 | 816.45 | 1250 | 240 | 180 | 11744-1000-23 | 22730369 | 730531 | N | N
Polo | Braden-Europe B.V. HEERLEN | TPMC | Estructura de soporte Vigas y escalera | Support Structure Beams & Ladder | [ID 1237] - La Viga soldada - 340 x 300 | [ID 1237] - WELDED BEAM - 340 x 300 | 3571 | 23MBR305 | Stack+Diffusor+Diverter | 1 | PCE | Germany | [6 empty] | 2323 | S-2323-0039-A-23-3571-00263591-N | 16743 | 15493.57 | 816.45 | 1250 | 240 | 180 | 11744-1000-23 | 22730370 | 730531 | N | N
Polo | Braden-Europe B.V. HEERLEN | TPMC | Estructura de soporte Vigas y escalera | Support Structure Beams & Ladder | [ID 1242] - La Viga soldada - 268 x 240 | [ID 1242] - WELDED BEAM - 268 x 240 | 3571 | 23MBR305 | Stack+Diffusor+Diverter | 1 | PCE | Germany | [6 empty] | 2323 | S-2323-0039-A-23-3571-00263591-N | 16743 | 15493.57 | 616.05 | 1250 | 240 | 180 | 11744-1000-23 | 22730371 | 730531 | N | N
Polo | Braden-Europe B.V. HEERLEN | TPMC | Estructura de soporte Vigas y escalera | Support Structure Beams & Ladder | [ID 1243] - La Viga soldada - 268 x 240 | [ID 1243] - WELDED BEAM - 268 x 240 | 3571 | 23MBR305 | Stack+Diffusor+Diverter | 1 | PCE | Germany | [6 empty] | 2323 | S-2323-0039-A-23-3571-00263591-N | 16743 | 15493.57 | 616.05 | 1250 | 240 | 180 | 11744-1000-23 | 22730372 | 730531 | N | N
Polo | Braden-Europe B.V. HEERLEN | TPMC | Estructura de soporte Vigas y escalera | Support Structure Beams & Ladder | [ID 1246] - La Viga soldada - 268 x 240 | [ID 1246] - WELDED BEAM - 268 x 240 | 3571 | 23MBR305 | Stack+Diffusor+Diverter | 1 | PCE | Germany | [6 empty] | 2323 | S-2323-0039-A-23-3571-00263591-N | 16743 | 15493.57 | 616.05 | 1250 | 240 | 180 | 11744-1000-23 | 22730373 | 730531 | N | N
Polo | Braden-Europe B.V. HEERLEN | TPMC | Estructura de soporte Vigas y escalera | Support Structure Beams & Ladder | [ID 1247] - La Viga soldada - 268 x 240 | [ID 1247] - WELDED BEAM - 268 x 240 | 3571 | 23MBR305 | Stack+Diffusor+Diverter | 1 | PCE | Germany | [6 empty] | 2323 | S-2323-0039-A-23-3571-00263591-N | 16743 | 15493.57 | 616.05 | 1250 | 240 | 180 | 11744-1000-23 | 22730374 | 730531 | N | N
Polo | Braden-Europe B.V. HEERLEN | TPMC | Estructura de soporte Vigas y escalera | Support Structure Beams & Ladder | [ID 1258] - La Viga soldada - 156 x 80 | [ID 1258] - WELDED BEAM - 156 x 80 | 3571 | 23MBR305 | Stack+Diffusor+Diverter | 1 | PCE | Germany | [6 empty] | 2323 | S-2323-0039-A-23-3571-00263591-N | 16743 | 15493.57 | 17.71 | 1250 | 240 | 180 | 11744-1000-23 | 22730375 | 730531 | N | N
Polo | Braden-Europe B.V. HEERLEN | TPMC | Estructura de soporte Vigas y escalera | Support Structure Beams & Ladder | [ID 1259] - La Viga soldada - 156 x 80 | [ID 1259] - WELDED BEAM - 156 x 80 | 3571 | 23MBR305 | Stack+Diffusor+Diverter | 1 | PCE | Germany | [6 empty] | 2323 | S-2323-0039-A-23-3571-00263591-N | 16743 | 15493.57 | 17.71 | 1250 | 240 | 180 | 11744-1000-23 | 22730376 | 730531 | N | N
Polo | Braden-Europe B.V. HEERLEN | TPMC | Estructura de soporte Vigas y escalera | Support Structure Beams & Ladder | [ID 1260] - La Viga soldada - 156 x 80 | [ID 1260] - WELDED BEAM - 156 x 80 | 3571 | 23MBR305 | Stack+Diffusor+Diverter | 1 | PCE | Germany | [6 empty] | 2323 | S-2323-0039-A-23-3571-00263591-N | 16743 | 15493.57 | 17.63 | 1250 | 240 | 180 | 11744-1000-23 | 22730377 | 730531 | N | N
Polo | Braden-Europe B.V. HEERLEN | TPMC | Estructura de soporte Vigas y escalera | Support Structure Beams & Ladder | [ID 1261] - La Viga soldada - 156 x 80 | [ID 1261] - WELDED BEAM - 156 x 80 | 3571 | 23MBR305 | Stack+Diffusor+Diverter | 1 | PCE | Germany | [6 empty] | 2323 | S-2323-0039-A-23-3571-00263591-N | 16743 | 15493.57 | 17.63 | 1250 | 240 | 180 | 11744-1000-23 | 22730378 | 730531 | N | N
Polo | Braden-Europe B.V. HEERLEN | TPMC | Estructura de soporte Vigas y escalera | Support Structure Beams & Ladder | [ID 1266] - Tipo rincón DIN 1028 - L 120 x120 x10 | [ID 1266] - ANGLE DIN 1028 - L 120 x120 x10 | 3571 | 23MBR305 | Stack+Diffusor+Diverter | 1 | PCE | Germany | [6 empty] | 2323 | S-2323-0039-A-23-3571-00263591-N | 16743 | 15493.57 | 47.46 | 1250 | 240 | 180 | 11744-1000-23 | 22730379 | 732690 | N | N
Polo | Braden-Europe B.V. HEERLEN | TPMC | Estructura de soporte Vigas y escalera | Support Structure Beams & Ladder | [ID 1267] - Tipo rincón DIN 1028 - L 120 x120 x10 | [ID 1267] - ANGLE DIN 1028 - L 120 x120 x10 | 3571 | 23MBR305 | Stack+Diffusor+Diverter | 1 | PCE | Germany | [6 empty] | 2323 | S-2323-0039-A-23-3571-00263591-N | 16743 | 15493.57 | 47.46 | 1250 | 240 | 180 | 11744-1000-23 | 22730380 | 732690 | N | N
Polo | Braden-Europe B.V. HEERLEN | TPMC | Estructura de soporte Vigas y escalera | Support Structure Beams & Ladder | [ID 1268] - Tipo rincón DIN 1028 - L 120 x120 x10 | [ID 1268] - ANGLE DIN 1028 - L 120 x120 x10 | 3571 | 23MBR305 | Stack+Diffusor+Diverter | 1 | PCE | Germany | [6 empty] | 2323 | S-2323-0039-A-23-3571-00263591-N | 16743 | 15493.57 | 46.44 | 1250 | 240 | 180 | 11744-1000-23 | 22730381 | 732690 | N | N
Polo | Braden-Europe B.V. HEERLEN | TPMC | Estructura de soporte Vigas y escalera | Support Structure Beams & Ladder | [ID 1269] - Tipo rincón DIN 1028 - L 120 x120 x10 | [ID 1269] - ANGLE DIN 1028 - L 120 x120 x10 | 3571 | 23MBR305 | Stack+Diffusor+Diverter | 1 | PCE | Germany | [6 empty] | 2323 | S-2323-0039-A-23-3571-00263591-N | 16743 | 15493.57 | 46.44 | 1250 | 240 | 180 | 11744-1000-23 | 22730382 | 732690 | N | N
Polo | Braden-Europe B.V. HEERLEN | TPMC | Estructura de soporte Vigas y escalera | Support Structure Beams & Ladder | [ID 1280] - La Viga soldada - 156 x 80 | [ID 1280] - WELDED BEAM - 156 x 80 | 3571 | 23MBR305 | Stack+Diffusor+Diverter | 1 | PCE | Germany | [6 empty] | 2323 | S-2323-0039-A-23-3571-00263591-N | 16743 | 15493.57 | 9.47 | 1250 | 240 | 180 | 11744-1000-23 | 22730383 | 730531 | N | N
Polo | Braden-Europe B.V. HEERLEN | TPMC | Estructura de soporte Vigas y escalera | Support Structure Beams & Ladder | [ID 1281] - La Viga soldada - 156 x 80 | [ID 1281] - WELDED BEAM - 156 x 80 | 3571 | 23MBR305 | Stack+Diffusor+Diverter | 1 | PCE | Germany | [6 empty] | 2323 | S-2323-0039-A-23-3571-00263591-N | 16743 | 15493.57 | 9.47 | 1250 | 240 | 180 | 11744-1000-23 | 22730384 | 730531 | N | N
Polo | Braden-Europe B.V. HEERLEN | TPMC | Estructura de soporte Vigas y escalera | Support Structure Beams & Ladder | [ID 1282] - La Viga soldada - 156 x 80 | [ID 1282] - WELDED BEAM - 156 x 80 | 3571 | 23MBR305 | Stack+Diffusor+Diverter | 1 | PCE | Germany | [6 empty] | 2323 | S-2323-0039-A-23-3571-00263591-N | 16743 | 15493.57 | 9.47 | 1250 | 240 | 180 | 11744-1000-23 | 22730385 | 730531 | N | N
Polo | Braden-Europe B.V. HEERLEN | TPMC | Estructura de soporte Vigas y escalera | Support Structure Beams & Ladder | [ID 1283] - La Viga soldada - 156 x 80 | [ID 1283] - WELDED BEAM - 156 x 80 | 3571 | 23MBR305 | Stack+Diffusor+Diverter | 1 | PCE | Germany | [6 empty] | 2323 | S-2323-0039-A-23-3571-00263591-N | 16743 | 15493.57 | 9.47 | 1250 | 240 | 180 | 11744-1000-23 | 22730386 | 730531 | N | N
Polo | Braden-Europe B.V. HEERLEN | TPMC | Estructura de soporte Vigas y escalera | Support Structure Beams & Ladder | [ID 1284] - La Viga soldada - 156 x 80 | [ID 1284] - WELDED BEAM - 156 x 80 | 3571 | 23MBR305 | Stack+Diffusor+Diverter | 1 | PCE | Germany | [6 empty] | 2323 | S-2323-0039-A-23-3571-00263591-N | 16743 | 15493.57 | 9.47 | 1250 | 240 | 180 | 11744-1000-23 | 22730387 | 730531 | N | N
Polo | Braden-Europe B.V. HEERLEN | TPMC | Estructura de soporte Vigas y escalera | Support Structure Beams & Ladder | [ID 1298] - Tipo rincón DIN 1028 - L 100 x100 x10 | [ID 1298] - ANGLE DIN 1028 - L 100 x100 x10 | 3571 | 23MBR305 | Stack+Diffusor+Diverter | 1 | PCE | Germany | [6 empty] | 2323 | S-2323-0039-A-23-3571-00263591-N | 16743 | 15493.57 | 19.51 | 1250 | 240 | 180 | 11744-1000-23 | 22730388 | 732690 | N | N
Polo | Braden-Europe B.V. HEERLEN | TPMC | Estructura de soporte Vigas y escalera | Support Structure Beams & Ladder | [ID 1299] - Tipo rincón DIN 1028 - L 100 x100 x10 | [ID 1299] - ANGLE DIN 1028 - L 100 x100 x10 | 3571 | 23MBR305 | Stack+Diffusor+Diverter | 1 | PCE | Germany | [6 empty] | 2323 | S-2323-0039-A-23-3571-00263591-N | 16743 | 15493.57 | 19.51 | 1250 | 240 | 180 | 11744-1000-23 | 22730389 | 732690 | N | N
Polo | Braden-Europe B.V. HEERLEN | TPMC | Estructura de soporte Vigas y escalera | Support Structure Beams & Ladder | [ID 1300] - Tipo rincón DIN 1028 - L 100 x100 x10 | [ID 1300] - ANGLE DIN 1028 - L 100 x100 x10 | 3571 | 23MBR305 | Stack+Diffusor+Diverter | 1 | PCE | Germany | [6 empty] | 2323 | S-2323-0039-A-23-3571-00263591-N | 16743 | 15493.57 | 19.51 | 1250 | 240 | 180 | 11744-1000-23 | 22730390 | 732690 | N | N
Polo | Braden-Europe B.V. HEERLEN | TPMC | Estructura de soporte Vigas y escalera | Support Structure Beams & Ladder | [ID 1301] - Tipo rincón DIN 1028 - L 100 x100 x10 | [ID 1301] - ANGLE DIN 1028 - L 100 x100 x10 | 3571 | 23MBR305 | Stack+Diffusor+Diverter | 1 | PCE | Germany | [6 empty] | 2323 | S-2323-0039-A-23-3571-00263591-N | 16743 | 15493.57 | 19.51 | 1250 | 240 | 180 | 11744-1000-23 | 22730391 | 732690 | N | N
Polo | Braden-Europe B.V. HEERLEN | TPMC | Estructura de soporte Vigas y escalera | Support Structure Beams & Ladder | [ID 1307] - Tipo rincón DIN 1028 - L 100 x100 x10 | [ID 1307] - ANGLE DIN 1028 - L 100 x100 x10 | 3571 | 23MBR305 | Stack+Diffusor+Diverter | 1 | PCE | Germany | [6 empty] | 2323 | S-2323-0039-A-23-3571-00263591-N | 16743 | 15493.57 | 17.54 | 1250 | 240 | 180 | 11744-1000-23 | 22730392 | 732690 | N | N
Polo | Braden-Europe B.V. HEERLEN | TPMC | Estructura de soporte Vigas y escalera | Support Structure Beams & Ladder | [ID 1308] - Tipo rincón DIN 1028 - L 100 x100 x10 | [ID 1308] - ANGLE DIN 1028 - L 100 x100 x10 | 3571 | 23MBR305 | Stack+Diffusor+Diverter | 1 | PCE | Germany | [6 empty] | 2323 | S-2323-0039-A-23-3571-00263591-N | 16743 | 15493.57 | 19.86 | 1250 | 240 | 180 | 11744-1000-23 | 22730393 | 732690 | N | N
Polo | Braden-Europe B.V. HEERLEN | TPMC | Estructura de soporte Vigas y escalera | Support Structure Beams & Ladder | [ID 1309] - Tipo rincón DIN 1028 - L 100 x100 x10 | [ID 1309] - ANGLE DIN 1028 - L 100 x100 x10 | 3571 | 23MBR305 | Stack+Diffusor+Diverter | 1 | PCE | Germany | [6 empty] | 2323 | S-2323-0039-A-23-3571-00263591-N | 16743 | 15493.57 | 19.86 | 1250 | 240 | 180 | 11744-1000-23 | 22730394 | 732690 | N | N
Polo | Braden-Europe B.V. HEERLEN | TPMC | Estructura de soporte Vigas y escalera | Support Structure Beams & Ladder | [ID 1310] - Tipo rincón DIN 1028 - L 100 x100 x10 | [ID 1310] - ANGLE DIN 1028 - L 100 x100 x10 | 3571 | 23MBR305 | Stack+Diffusor+Diverter | 1 | PCE | Germany | [6 empty] | 2323 | S-2323-0039-A-23-3571-00263591-N | 16743 | 15493.57 | 19.86 | 1250 | 240 | 180 | 11744-1000-23 | 22730395 | 732690 | N | N
Polo | Braden-Europe B.V. HEERLEN | TPMC | Estructura de soporte Vigas y escalera | Support Structure Beams & Ladder | [ID 1311] - Tipo rincón DIN 1028 - L 100 x100 x10 | [ID 1311] - ANGLE DIN 1028 - L 100 x100 x10 | 3571 | 23MBR305 | Stack+Diffusor+Diverter | 1 | PCE | Germany | [6 empty] | 2323 | S-2323-0039-A-23-3571-00263591-N | 16743 | 15493.57 | 19.86 | 1250 | 240 | 180 | 11744-1000-23 | 22730396 | 732690 | N | N
Polo | Braden-Europe B.V. HEERLEN | TPMC | Estructura de soporte Vigas y escalera | Support Structure Beams & Ladder | [ID 1639] - Ensamblaje (La escalera de entre plataformas LSC ) 650 x 250 | [ID 1639] - Assembly (Ladder between Platforms LSC ) 650 x 250 | 3571 | 23MBR305 | Stack+Diffusor+Diverter | 1 | PCE | Germany | [6 empty] | 2323 | S-2323-0039-A-23-3571-00263591-N | 16743 | 15493.57 | 242.38 | 1250 | 240 | 180 | 11744-1000-23 | 22730397 | 732690 | N | N
Polo | Braden-Europe B.V. HEERLEN | TPMC | Estructura de soporte Vigas y escalera | Support Structure Beams & Ladder | [ID 1640] - Chapa doblado 710 x 80 | [ID 1640] - Bended Plate 710 x 80 | 3571 | 23MBR305 | Stack+Diffusor+Diverter | 1 | PCE | Germany | [6 empty] | 2323 | S-2323-0039-A-23-3571-00263591-N | 16743 | 15493.57 | 7.94 | 1250 | 240 | 180 | 11744-1000-23 | 22730398 | 732690 | N | N
Polo | Braden-Europe B.V. HEERLEN | TPMC | Estructura de soporte Vigas y escalera | Support Structure Beams & Ladder | [ID 1641] - Chapa doblado 710 x 50 | [ID 1641] - Bended Plate 710 x 50 | 3571 | 23MBR305 | Stack+Diffusor+Diverter | 1 | PCE | Germany | [6 empty] | 2323 | S-2323-0039-A-23-3571-00263591-N | 16743 | 15493.57 | 4.93 | 1250 | 240 | 180 | 11744-1000-23 | 22730399 | 732690 | N | N
Polo | Braden-Europe B.V. HEERLEN | TPMC | Estructura de soporte Vigas y escalera | Support Structure Beams & Ladder | [ID 1642] - Chapa doblado 674 x 80 | [ID 1642] - Bended Plate 674 x 80 | 3571 | 23MBR305 | Stack+Diffusor+Diverter | 2 | PCE | Germany | [6 empty] | 2323 | S-2323-0039-A-23-3571-00263591-N | 16743 | 15493.57 | 9.89 | 1250 | 240 | 180 | 11744-1000-23 | 22730400 | 732690 | N | N
Polo | Braden-Europe B.V. HEERLEN | TPMC | Estructura de soporte Vigas y escalera | Support Structure Beams & Ladder | [ID 1643] - Chapa doblado 110 x 70 | [ID 1643] - Bended Plate 110 x 70 | 3571 | 23MBR305 | Stack+Diffusor+Diverter | 2 | PCE | Germany | [6 empty] | 2323 | S-2323-0039-A-23-3571-00263591-N | 16743 | 15493.57 | 3.58 | 1250 | 240 | 180 | 11744-1000-23 | 22730401 | 732690 | N | N
Polo | Braden-Europe B.V. HEERLEN | TPMC | Estructura de soporte Vigas y escalera | Support Structure Beams & Ladder | [ID 1644] - Chapa doblado 800 x 80 | [ID 1644] - Bended Plate 800 x 80 | 3571 | 23MBR305 | Stack+Diffusor+Diverter | 1 | PCE | Germany | [6 empty] | 2323 | S-2323-0039-A-23-3571-00263591-N | 16743 | 15493.57 | 8.62 | 1250 | 240 | 180 | 11744-1000-23 | 22730402 | 732690 | N | N
Polo | Braden-Europe B.V. HEERLEN | TPMC | Estructura de soporte Vigas y escalera | Support Structure Beams & Ladder | [ID 1645] - Chapa doblado 219 x 185 | [ID 1645] - Bended Plate 219 x 185 | 3571 | 23MBR305 | Stack+Diffusor+Diverter | 1 | PCE | Germany | [6 empty] | 2323 | S-2323-0039-A-23-3571-00263591-N | 16743 | 15493.57 | 8.62 | 1250 | 240 | 180 | 11744-1000-23 | 22730403 | 732690 | N | N
Polo | Braden-Europe B.V. HEERLEN | TPMC | Estructura de soporte Vigas y escalera | Support Structure Beams & Ladder | [ID 1646] - Chapa doblado 185 x 122 | [ID 1646] - Bended Plate 185 x 122 | 3571 | 23MBR305 | Stack+Diffusor+Diverter | 1 | PCE | Germany | [6 empty] | 2323 | S-2323-0039-A-23-3571-00263591-N | 16743 | 15493.57 | 8.62 | 1250 | 240 | 180 | 11744-1000-23 | 22730404 | 732690 | N | N
Polo | Braden-Europe B.V. HEERLEN | TPMC | Estructura de soporte Vigas y escalera | Support Structure Beams & Ladder | [ID 1647] - Chapa doblado 800 x 80 | [ID 1647] - Bended Plate 800 x 80 | 3571 | 23MBR305 | Stack+Diffusor+Diverter | 1 | PCE | Germany | [6 empty] | 2323 | S-2323-0039-A-23-3571-00263591-N | 16743 | 15493.57 | 8.62 | 1250 | 240 | 180 | 11744-1000-23 | 22730405 | 732690 | N | N
Polo | Braden-Europe B.V. HEERLEN | TPMC | Estructura de soporte Vigas y escalera | Support Structure Beams & Ladder | [ID 1648] - Chapa doblado 800 x 80 | [ID 1648] - Bended Plate 800 x 80 | 3571 | 23MBR305 | Stack+Diffusor+Diverter | 1 | PCE | Germany | [6 empty] | 2323 | S-2323-0039-A-23-3571-00263591-N | 16743 | 15493.57 | 8.62 | 1250 | 240 | 180 | 11744-1000-23 | 22730406 | 732690 | N | N
Polo | Braden-Europe B.V. HEERLEN | TPMC | Estructura de soporte Vigas y escalera | Support Structure Beams & Ladder | [ID 1649] - Chapa doblado 185 x 92 | [ID 1649] - Bended Plate 185 x 92 | 3571 | 23MBR305 | Stack+Diffusor+Diverter | 1 | PCE | Germany | [6 empty] | 2323 | S-2323-0039-A-23-3571-00263591-N | 16743 | 15493.57 | 8.62 | 1250 | 240 | 180 | 11744-1000-23 | 22730407 | 732690 | N | N
Polo | Braden-Europe B.V. HEERLEN | TPMC | Estructura de soporte Vigas y escalera | Support Structure Beams & Ladder | [ID 1650] - Chapa doblado 185 x 60 | [ID 1650] - Bended Plate 185 x 60 | 3571 | 23MBR305 | Stack+Diffusor+Diverter | 1 | PCE | Germany | [6 empty] | 2323 | S-2323-0039-A-23-3571-00263591-N | 16743 | 15493.57 | 8.62 | 1250 | 240 | 180 | 11744-1000-23 | 22730408 | 732690 | N | N
Polo | Braden-Europe B.V. HEERLEN | TPMC | Estructura de soporte Vigas y escalera | Support Structure Beams & Ladder | [ID 1651] - Chapa doblado 50 x 30 | [ID 1651] - Bended Plate 50 x 30 | 3571 | 23MBR305 | Stack+Diffusor+Diverter | 1 | PCE | Germany | [6 empty] | 2323 | S-2323-0039-A-23-3571-00263591-N | 16743 | 15493.57 | 5.67 | 1250 | 240 | 180 | 11744-1000-23 | 22730409 | 732690 | N | N
Polo | Braden-Europe B.V. HEERLEN | TPMC | Estructura de soporte Vigas y escalera | Support Structure Beams & Ladder | [ID 1652] - Chapa doblado 55 x 50 | [ID 1652] - Bended Plate 55 x 50 | 3571 | 23MBR305 | Stack+Diffusor+Diverter | 1 | PCE | Germany | [6 empty] | 2323 | S-2323-0039-A-23-3571-00263591-N | 16743 | 15493.57 | 7.58 | 1250 | 240 | 180 | 11744-1000-23 | 22730410 | 732690 | N | N
Polo | Braden-Europe B.V. HEERLEN | TPMC | Estructura de soporte Vigas y escalera | Support Structure Beams & Ladder | [ID 1653] - Chapa doblado 85 x 50 | [ID 1653] - Bended Plate 85 x 50 | 3571 | 23MBR305 | Stack+Diffusor+Diverter | 1 | PCE | Germany | [6 empty] | 2323 | S-2323-0039-A-23-3571-00263591-N | 16743 | 15493.57 | 7.58 | 1250 | 240 | 180 | 11744-1000-23 | 22730411 | 732690 | N | N
Polo | Braden-Europe B.V. HEERLEN | TPMC | Estructura de soporte Vigas y escalera | Support Structure Beams & Ladder | [ID 1654] - Chapa doblado 95 x 50 | [ID 1654] - Bended Plate 95 x 50 | 3571 | 23MBR305 | Stack+Diffusor+Diverter | 1 | PCE | Germany | [6 empty] | 2323 | S-2323-0039-A-23-3571-00263591-N | 16743 | 15493.57 | 7.59 | 1250 | 240 | 180 | 11744-1000-23 | 22730412 | 732690 | N | N
Polo | Braden-Europe B.V. HEERLEN | TPMC | Estructura de soporte Vigas y escalera | Support Structure Beams & Ladder | [ID 1655] - Chapa doblado 85 x 50 | [ID 1655] - Bended Plate 85 x 50 | 3571 | 23MBR305 | Stack+Diffusor+Diverter | 1 | PCE | Germany | [6 empty] | 2323 | S-2323-0039-A-23-3571-00263591-N | 16743 | 15493.57 | 4.71 | 1250 | 240 | 180 | 11744-1000-23 | 22730413 | 732690 | N | N
Polo | Braden-Europe B.V. HEERLEN | TPMC | Estructura de soporte Vigas y escalera | Support Structure Beams & Ladder | [ID 1656] - Chapa de acero50 x 5 | [ID 1656] - Plate 50 x 5 | 3571 | 23MBR305 | Stack+Diffusor+Diverter | 1 | PCE | Germany | [6 empty] | 2323 | S-2323-0039-A-23-3571-00263591-N | 16743 | 15493.57 | 2.06 | 1250 | 240 | 180 | 11744-1000-23 | 22730414 | 730890 | N | N
Polo | Braden-Europe B.V. HEERLEN | TPMC | Estructura de soporte Vigas y escalera | Support Structure Beams & Ladder | [ID 1657] - Chapa doblado 55 x 50 | [ID 1657] - Bended Plate 55 x 50 | 3571 | 23MBR305 | Stack+Diffusor+Diverter | 1 | PCE | Germany | [6 empty] | 2323 | S-2323-0039-A-23-3571-00263591-N | 16743 | 15493.57 | 4.71 | 1250 | 240 | 180 | 11744-1000-23 | 22730415 | 732690 | N | N
Polo | Braden-Europe B.V. HEERLEN | TPMC | Estructura de soporte Vigas y escalera | Support Structure Beams & Ladder | [ID 1658] - Chapa doblado 50 x 30 | [ID 1658] - Bended Plate 50 x 30 | 3571 | 23MBR305 | Stack+Diffusor+Diverter | 1 | PCE | Germany | [6 empty] | 2323 | S-2323-0039-A-23-3571-00263591-N | 16743 | 15493.57 | 4.71 | 1250 | 240 | 180 | 11744-1000-23 | 22730416 | 732690 | N | N
Polo | Braden-Europe B.V. HEERLEN | TPMC | Estructura de soporte Vigas y escalera | Support Structure Beams & Ladder | [ID 1659] - Chapa doblado 50 x 5 | [ID 1659] - Bended Plate 50 x 5 | 3571 | 23MBR305 | Stack+Diffusor+Diverter | 2 | PCE | Germany | [6 empty] | 2323 | S-2323-0039-A-23-3571-00263591-N | 16743 | 15493.57 | 4.54 | 1250 | 240 | 180 | 11744-1000-23 | 22730417 | 732690 | N | N
Polo | Braden-Europe B.V. HEERLEN | TPMC | Estructura de soporte Vigas y escalera | Support Structure Beams & Ladder | [ID 1660] - Chapa de acero50 x 5 | [ID 1660] - Plate 50 x 5 | 3571 | 23MBR305 | Stack+Diffusor+Diverter | 2 | PCE | Germany | [6 empty] | 2323 | S-2323-0039-A-23-3571-00263591-N | 16743 | 15493.57 | 2.44 | 1250 | 240 | 180 | 11744-1000-23 | 22730418 | 730890 | N | N
Polo | Braden-Europe B.V. HEERLEN | TPMC | Estructura de soporte Vigas y escalera | Support Structure Beams & Ladder | [ID 1661] - Chapa de acero50 x 5 | [ID 1661] - Plate 50 x 5 | 3571 | 23MBR305 | Stack+Diffusor+Diverter | 6 | PCE | Germany | [6 empty] | 2323 | S-2323-0039-A-23-3571-00263591-N | 16743 | 15493.57 | 16.25 | 1250 | 240 | 180 | 11744-1000-23 | 22730419 | 730890 | N | N
Polo | Braden-Europe B.V. HEERLEN | TPMC | Desviador Pos 7-8 Secciones centrales superiores | Diverter Pos 7-8 Upper middle sections | [ID 7] - Parte 07 de carcasa desviador 2948 mm x 1084 mm | [ID 7] - DIVERTER CASING PART 07 2948 mm x 1084 mm | 3571 | 23MBR305 | Stack+Diffusor+Diverter | 1 | PCE | Germany | [6 empty] | 2323 | S-2323-0040-A-23-3571-00263591-N | 5474 | 4903.7 | 2323.34 | 410 | 260 | 320 | 11744-1000-23 | 22730420 | 732690 | N | N
Polo | Braden-Europe B.V. HEERLEN | TPMC | Desviador Pos 7-8 Secciones centrales superiores | Diverter Pos 7-8 Upper middle sections | [ID 8] - Parte 08 de carcasa desviador 2636 mm x 1526 mm | [ID 8] - DIVERTER CASING PART 08 2636 mm x 1526 mm | 3571 | 23MBR305 | Stack+Diffusor+Diverter | 1 | PCE | Germany | [6 empty] | 2323 | S-2323-0040-A-23-3571-00263591-N | 5474 | 4903.7 | 2580.36 | 410 | 260 | 320 | 11744-1000-23 | 22730421 | 732690 | N | N
Polo | Braden-Europe B.V. HEERLEN | TPMC | Chapa obturador | Blanking Plate Blade | [ID 667] - Ensamblaje (La cuchilla lateral derecha) | [ID 667] - Assembly (Right Side Blade) | 3571 | 23MBR305 | Stack+Diffusor+Diverter | 1 | PCE | Germany | [6 empty] | 2323 | S-2323-0041-A-23-3571-00263591-N | 7381 | 5430.84 | 2780.57 | 720 | 370 | 140 | 11744-1000-23 | 22730422 | 730890 | N | N
Polo | Braden-Europe B.V. HEERLEN | TPMC | Chapa obturador | Blanking Plate Blade | [ID 668] - Ensamblaje ( La cuchilla lateral izquierda) | [ID 668] - Assembly ( Left Side Blade) | 3571 | 23MBR305 | Stack+Diffusor+Diverter | 1 | PCE | Germany | [6 empty] | 2323 | S-2323-0041-A-23-3571-00263591-N | 7381 | 5430.84 | 2650.27 | 720 | 370 | 140 | 11744-1000-23 | 22730423 | 730890 | N | N
Polo | Braden-Europe B.V. HEERLEN | TPMC | desviador Chapa | Diverter Blade | [ID 525] - Estructura de válvula y membrana izquierda | [ID 525] - BLADE FRAME AND MEMBRANE LEFT | 3571 | 23MBR305 | Stack+Diffusor+Diverter | 1 | PCE | Germany | [6 empty] | 2323 | S-2323-0042-A-23-3571-00263591-N | 12670 | 9000.11 | 4453.73 | 700 | 360 | 280 | 11744-1000-23 | 22730424 | 730890 | N | N
Polo | Braden-Europe B.V. HEERLEN | TPMC | desviador Chapa | Diverter Blade | [ID 536] - Estructura de válvula y membrana derecha | [ID 536] - BLADE FRAME AND MEMBRANE RIGHT | 3571 | 23MBR305 | Stack+Diffusor+Diverter | 1 | PCE | Germany | [6 empty] | 2323 | S-2323-0042-A-23-3571-00263591-N | 12670 | 9000.11 | 4546.38 | 700 | 360 | 280 | 11744-1000-23 | 22730425 | 730890 | N | N
Polo | Braden-Europe B.V. HEERLEN | TPMC | Chapa ciega | Blind Plate | [ID 2015] - Ensamblaje (Blind Part Left Part) | [ID 2015] - Assembly (Blind Part Left Part) | 3571 | 23MBR305 | Stack+Diffusor+Diverter | 1 | PCE | Germany | [6 empty] | 2323 | S-2323-0043-A-23-3571-00263591-N | 5133 | 3883 | 1953 | 750 | 410 | 80 | 11744-1000-23 | 22730426 | 732690 | N | N
Polo | Braden-Europe B.V. HEERLEN | TPMC | Chapa ciega | Blind Plate | [ID 2016] - Ensamblaje (Chapa ciega parte a la derecha) | [ID 2016] - Assembly (Blind Plate Right Part) | 3571 | 23MBR305 | Stack+Diffusor+Diverter | 1 | PCE | Germany | [6 empty] | 2323 | S-2323-0043-A-23-3571-00263591-N | 5133 | 3883 | 1930 | 750 | 410 | 80 | 11744-1000-23 | 22730427 | 732690 | N | N
Polo | Braden-Europe B.V. HEERLEN | TPMC | Chapa obturador Pared izquierda y derecha | Blanking Plate Left & Right wall | [ID 603] - Ensamblaje (Chapa obturador Pared lateral) | [ID 603] - Assembly (Blanking Plate Side Wall) | 3571 | 23MBR305 | Stack+Diffusor+Diverter | 1 | PCE | Germany | [6 empty] | 2323 | S-2323-0044-A-23-3571-00263591-N | 6621 | 6321.04 | 3160.52 | 480 | 240 | 310 | 11744-1000-23 | 22729038 | 730890 | N | N
Polo | Braden-Europe B.V. HEERLEN | TPMC | Chapa obturador Pared izquierda y derecha | Blanking Plate Left & Right wall | [ID 605] - Ensamblaje (Chapa obturador Pared lateral) | [ID 605] - Assembly (Blanking Plate Side Wall) | 3571 | 23MBR305 | Stack+Diffusor+Diverter | 1 | PCE | Germany | [6 empty] | 2323 | S-2323-0044-A-23-3571-00263591-N | 6621 | 6321.04 | 3160.52 | 480 | 240 | 310 | 11744-1000-23 | 22729039 | 730890 | N | N
Polo | Braden-Europe B.V. HEERLEN | TPMC | Piezo del Difusor | Diffusor parts | PIEZA 1 DEL DIFUSOR 1 (630x2875x12200) | DIFFUSER PART 1 (630x2875x12200) | 3571 | 23MBR305 | Stack+Diffusor+Diverter | 1 | PCE | China P.R. | [6 empty] | 2324 | S-2324-0001-B-23-3571-00263591-N | 20180 | 17830.2 | 4747.5 | 1265 | 300 | 280 | 11744-2301 | 22156112 | 730890 | N | N
Polo | Braden-Europe B.V. HEERLEN | TPMC | Piezo del Difusor | Diffusor parts | PIEZA 1 DEL DIFUSOR 2 (630x2875x12200) | DIFFUSER PART 2 (630x2875x12200) | 3571 | 23MBR305 | Stack+Diffusor+Diverter | 1 | PCE | China P.R. | [6 empty] | 2324 | S-2324-0001-B-23-3571-00263591-N | 20180 | 17830.2 | 4362.8 | 1265 | 300 | 280 | 11744-2301 | 22156113 | 730890 | N | N
Polo | Braden-Europe B.V. HEERLEN | TPMC | Piezo del Difusor | Diffusor parts | PIEZA 1 DEL DIFUSOR 7 (630x2875x12200) | DIFFUSER PART 7 (630x2875x12200) | 3571 | 23MBR305 | Stack+Diffusor+Diverter | 1 | PCE | China P.R. | [6 empty] | 2324 | S-2324-0001-B-23-3571-00263591-N | 20180 | 17830.2 | 4357.1 | 1265 | 300 | 280 | 11744-2301 | 22156114 | 730890 | N | N
Polo | Braden-Europe B.V. HEERLEN | TPMC | Piezo del Difusor | Diffusor parts | PIEZA 1 DEL DIFUSOR 8 (630x2875x12200) | DIFFUSER PART 8 (630x2875x12200) | 3571 | 23MBR305 | Stack+Diffusor+Diverter | 1 | PCE | China P.R. | [6 empty] | 2324 | S-2324-0001-B-23-3571-00263591-N | 20180 | 17830.2 | 4362.8 | 1265 | 300 | 280 | 11744-2301 | 22156115 | 730890 | N | N
Polo | Braden-Europe B.V. HEERLEN | TPMC | Piezo Del Difusor | Diffusor parts | BRAZO DE SOPORTE (300x1163x1172) | SUPPORT INLET FITTING PIECE LEFT (300x1163x1172) | 3571 | 23MBR305 | Stack+Diffusor+Diverter | 1 | PCE | China P.R. | [6 empty] | 2324 | S-2324-0002-C-23-3571-00263591-N | 9810 | 8279.5 | 93.7 | 740 | 230 | 220 | 11744-2301 | 22156203 | 730890 | N | N
Polo | Braden-Europe B.V. HEERLEN | TPMC | Piezo Del Difusor | Diffusor parts | PLACE | PLATE | 3571 | 23MBR305 | Stack+Diffusor+Diverter | 4 | PCE | China P.R. | [6 empty] | 2324 | S-2324-0002-C-23-3571-00263591-N | 9810 | 8279.5 | 11.6 | 740 | 230 | 220 | 11744-2301 | 22156167 | 730890 | N | N
Polo | Braden-Europe B.V. HEERLEN | TPMC | Piezo Del Difusor | Diffusor parts | PLACE | PLATE | 3571 | 23MBR305 | Stack+Diffusor+Diverter | 4 | PCE | China P.R. | [6 empty] | 2324 | S-2324-0002-C-23-3571-00263591-N | 9810 | 8279.5 | 11.6 | 740 | 230 | 220 | 11744-2301 | 22156168 | 730890 | N | N
Polo | Braden-Europe B.V. HEERLEN | TPMC | Piezo Del Difusor | Diffusor parts | PLACE | PLATE | 3571 | 23MBR305 | Stack+Diffusor+Diverter | 3 | PCE | China P.R. | [6 empty] | 2324 | S-2324-0002-C-23-3571-00263591-N | 9810 | 8279.5 | 7.8 | 740 | 230 | 220 | 11744-2301 | 22156169 | 730890 | N | N
Polo | Braden-Europe B.V. HEERLEN | TPMC | Piezo Del Difusor | Diffusor parts | PLACE | PLATE | 3571 | 23MBR305 | Stack+Diffusor+Diverter | 3 | PCE | China P.R. | [6 empty] | 2324 | S-2324-0002-C-23-3571-00263591-N | 9810 | 8279.5 | 7.8 | 740 | 230 | 220 | 11744-2301 | 22156171 | 730890 | N | N
Polo | Braden-Europe B.V. HEERLEN | TPMC | Piezo Del Difusor | Diffusor parts | PLACE | PLATE | 3571 | 23MBR305 | Stack+Diffusor+Diverter | 1 | PCE | China P.R. | [6 empty] | 2324 | S-2324-0002-C-23-3571-00263591-N | 9810 | 8279.5 | 3.4 | 740 | 230 | 220 | 11744-2301 | 22156172 | 730890 | N | N
Polo | Braden-Europe B.V. HEERLEN | TPMC | Piezo Del Difusor | Diffusor parts | ARANDELA SEGÚN ø65/18 x 3 (net 240 pcs) | WASHER ø65/18 x 3 (net 240 pcs) | 3571 | 23MBR305 | Stack+Diffusor+Diverter | 264 | PCE | China P.R. | [6 empty] | 2324 | S-2324-0002-C-23-3571-00263591-N | 9810 | 8279.5 | 17.3 | 740 | 230 | 220 | 11744-2301 | 22156173 | 731822 | N | N
Polo | Braden-Europe B.V. HEERLEN | TPMC | Piezo Del Difusor | Diffusor parts | ARANDELA SEGÚN ø100/14 x 3 (net 189 pcs) | WASHER ø100/14 x 3 (net 189 pcs) | 3571 | 23MBR305 | Stack+Diffusor+Diverter | 208 | PCE | China P.R. | [6 empty] | 2324 | S-2324-0002-C-23-3571-00263591-N | 9810 | 8279.5 | 34.3 | 740 | 230 | 220 | 11744-2301 | 22156174 | 731822 | N | N
Polo | Braden-Europe B.V. HEERLEN | TPMC | Piezo Del Difusor | Diffusor parts | TUERCA SEGÚN M16 (net 240 PCS) DIN 934 | NUT M16 (net 240 PCS) DIN 934 | 3571 | 23MBR305 | Stack+Diffusor+Diverter | 264 | PCE | China P.R. | [6 empty] | 2324 | S-2324-0002-C-23-3571-00263591-N | 9810 | 8279.5 | 8 | 740 | 230 | 220 | 11744-2301 | 22156175 | 731816 | N | N
Polo | Braden-Europe B.V. HEERLEN | TPMC | Piezo Del Difusor | Diffusor parts | TUERCA SEGÚN M12 (net 189 PCS) DIN 934 | NUT M12 (net 189 PCS) DIN 934 | 3571 | 23MBR305 | Stack+Diffusor+Diverter | 208 | PCE | China P.R. | [6 empty] | 2324 | S-2324-0002-C-23-3571-00263591-N | 9810 | 8279.5 | 3.3 | 740 | 230 | 220 | 11744-2301 | 22156176 | 731816 | N | N
Polo | Braden-Europe B.V. HEERLEN | TPMC | Piezo Del Difusor | Diffusor parts | CONJUNTO DE TUBO A01 | PIPE ASSEMBLY A01 | 3571 | 23MBR305 | Stack+Diffusor+Diverter | 8 | PCE | China P.R. | [6 empty] | 2324 | S-2324-0002-C-23-3571-00263591-N | 9810 | 8279.5 | 126 | 740 | 230 | 220 | 11744-2301 | 22156177 | 730890 | N | N
Polo | Braden-Europe B.V. HEERLEN | TPMC | Piezo Del Difusor | Diffusor parts | BRAZO DE SOPORTE (300x1163x1172) | SUPPORT INLET FITTING PIECE RIGHT (300x1163x1172) | 3571 | 23MBR305 | Stack+Diffusor+Diverter | 1 | PCE | China P.R. | [6 empty] | 2324 | S-2324-0002-C-23-3571-00263591-N | 9810 | 8279.5 | 93.7 | 740 | 230 | 220 | 11744-2301 | 22156204 | 730890 | N | N
Polo | Braden-Europe B.V. HEERLEN | TPMC | Piezo Del Difusor | Diffusor parts | CONJUNTO DE PLACE A03 | PLATE ASSEMBLY A03 | 3571 | 23MBR305 | Stack+Diffusor+Diverter | 1 | PCE | China P.R. | [6 empty] | 2324 | S-2324-0002-C-23-3571-00263591-N | 9810 | 8279.5 | 21.9 | 740 | 230 | 220 | 11744-2301 | 22156178 | 730890 | N | N
Polo | Braden-Europe B.V. HEERLEN | TPMC | Piezo Del Difusor | Diffusor parts | PLACE | PLATE | 3571 | 23MBR305 | Stack+Diffusor+Diverter | 8 | PCE | China P.R. | [6 empty] | 2324 | S-2324-0002-C-23-3571-00263591-N | 9810 | 8279.5 | 55.3 | 740 | 230 | 220 | 11744-2301 | 22156179 | 730890 | N | N
Polo | Braden-Europe B.V. HEERLEN | TPMC | Piezo Del Difusor | Diffusor parts | BOLT M16 (net 16pcs) (DIN 933) | BOLT M16 (net 16pcs) (DIN 933) | 3571 | 23MBR305 | Stack+Diffusor+Diverter | 18 | PCE | China P.R. | [6 empty] | 2324 | S-2324-0002-C-23-3571-00263591-N | 9810 | 8279.5 | 3.6 | 740 | 230 | 220 | 11744-2301 | 22156180 | 731815 | N | N
Polo | Braden-Europe B.V. HEERLEN | TPMC | Piezo Del Difusor | Diffusor parts | NUT M16 (net 16pcs) (DIN934) | NUT M16 (net 16pcs) (DIN934) | 3571 | 23MBR305 | Stack+Diffusor+Diverter | 18 | PCE | China P.R. | [6 empty] | 2324 | S-2324-0002-C-23-3571-00263591-N | 9810 | 8279.5 | 1.2 | 740 | 230 | 220 | 11744-2301 | 22156181 | 731816 | N | N
Polo | Braden-Europe B.V. HEERLEN | TPMC | Piezo Del Difusor | Diffusor parts | WASHER A 17 (net 32pcs) (DIN 125) | WASHER A 17 (net 32pcs) (DIN 125) | 3571 | 23MBR305 | Stack+Diffusor+Diverter | 36 | PCE | China P.R. | [6 empty] | 2324 | S-2324-0002-C-23-3571-00263591-N | 9810 | 8279.5 | 0.4 | 740 | 230 | 220 | 11744-2301 | 22156182 | 731822 | N | N
Polo | Braden-Europe B.V. HEERLEN | TPMC | Piezo Del Difusor | Diffusor parts | SUPPORT ARM | SUPPORT ARM | 3571 | 23MBR305 | Stack+Diffusor+Diverter | 2 | PCE | China P.R. | [6 empty] | 2324 | S-2324-0002-C-23-3571-00263591-N | 9810 | 8279.5 | 6.4 | 740 | 230 | 220 | 11744-2301 | 22156183 | 730890 | N | N
Polo | Braden-Europe B.V. HEERLEN | TPMC | Piezo Del Difusor | Diffusor parts | SUPPORT ARM | SUPPORT ARM | 3571 | 23MBR305 | Stack+Diffusor+Diverter | 2 | PCE | China P.R. | [6 empty] | 2324 | S-2324-0002-C-23-3571-00263591-N | 9810 | 8279.5 | 6.4 | 740 | 230 | 220 | 11744-2301 | 22156184 | 730890 | N | N
Polo | Braden-Europe B.V. HEERLEN | TPMC | Piezo Del Difusor | Diffusor parts | SUPPORT ARM | SUPPORT ARM | 3571 | 23MBR305 | Stack+Diffusor+Diverter | 4 | PCE | China P.R. | [6 empty] | 2324 | S-2324-0002-C-23-3571-00263591-N | 9810 | 8279.5 | 17.6 | 740 | 230 | 220 | 11744-2301 | 22156185 | 730890 | N | N
Polo | Braden-Europe B.V. HEERLEN | TPMC | Piezo Del Difusor | Diffusor parts | SUPPORT ARM | SUPPORT ARM | 3571 | 23MBR305 | Stack+Diffusor+Diverter | 4 | PCE | China P.R. | [6 empty] | 2324 | S-2324-0002-C-23-3571-00263591-N | 9810 | 8279.5 | 17.6 | 740 | 230 | 220 | 11744-2301 | 22156186 | 730890 | N | N
Polo | Braden-Europe B.V. HEERLEN | TPMC | Piezo Del Difusor | Diffusor parts | SUPPORT ARM | SUPPORT ARM | 3571 | 23MBR305 | Stack+Diffusor+Diverter | 6 | PCE | China P.R. | [6 empty] | 2324 | S-2324-0002-C-23-3571-00263591-N | 9810 | 8279.5 | 36 | 740 | 230 | 220 | 11744-2301 | 22156187 | 730890 | N | N
Polo | Braden-Europe B.V. HEERLEN | TPMC | Piezo Del Difusor | Diffusor parts | BRAZO DE SOPORTE (737x1712x6700) | SUPPORT OUTLET SIDE (737x1712x6700) | 3571 | 23MBR305 | Stack+Diffusor+Diverter | 1 | PCE | China P.R. | [6 empty] | 2324 | S-2324-0002-C-23-3571-00263591-N | 9810 | 8279.5 | 2460.9 | 740 | 230 | 220 | 11744-2301 | 22156205 | 730890 | N | N
Polo | Braden-Europe B.V. HEERLEN | TPMC | Piezo Del Difusor | Diffusor parts | SUPPORT ARM | SUPPORT ARM | 3571 | 23MBR305 | Stack+Diffusor+Diverter | 6 | PCE | China P.R. | [6 empty] | 2324 | S-2324-0002-C-23-3571-00263591-N | 9810 | 8279.5 | 36 | 740 | 230 | 220 | 11744-2301 | 22156188 | 730890 | N | N
Polo | Braden-Europe B.V. HEERLEN | TPMC | Piezo Del Difusor | Diffusor parts | PERNO M10 PER EN ISO 4017 (80 PCS) | BOLT M10 PER EN ISO 4017 (80 PCS) | 3571 | 23MBR305 | Stack+Diffusor+Diverter | 88 | PCE | China P.R. | [6 empty] | 2324 | S-2324-0002-C-23-3571-00263591-N | 9810 | 8279.5 | 3.1 | 740 | 230 | 220 | 11744-2301 | 22156189 | 731815 | N | N
Polo | Braden-Europe B.V. HEERLEN | TPMC | Piezo Del Difusor | Diffusor parts | TUERCA M10 PER EN ISO 4032 (80 PCS) | NUT M10 PER EN ISO 4032 (80 PCS) | 3571 | 23MBR305 | Stack+Diffusor+Diverter | 88 | PCE | China P.R. | [6 empty] | 2324 | S-2324-0002-C-23-3571-00263591-N | 9810 | 8279.5 | 1.4 | 740 | 230 | 220 | 11744-2301 | 22156190 | 731816 | N | N
Polo | Braden-Europe B.V. HEERLEN | TPMC | Piezo Del Difusor | Diffusor parts | ARANDELA A 10.5 PER EN ISO 7093-2 (160 PCS) | WASHER A 10.5 PER EN ISO 7093-2 (160 PCS) | 3571 | 23MBR305 | Stack+Diffusor+Diverter | 176 | PCE | China P.R. | [6 empty] | 2324 | S-2324-0002-C-23-3571-00263591-N | 9810 | 8279.5 | 1 | 740 | 230 | 220 | 11744-2301 | 22156191 | 731822 | N | N
Polo | Braden-Europe B.V. HEERLEN | TPMC | Piezo Del Difusor | Diffusor parts | L 40 x 5 PER DIN 1028 | L 40 x 5 PER DIN 1028 | 3571 | 23MBR305 | Stack+Diffusor+Diverter | 12 | PCE | China P.R. | [6 empty] | 2324 | S-2324-0002-C-23-3571-00263591-N | 9810 | 8279.5 | 34.2 | 740 | 230 | 220 | 11744-2301 | 22156192 | 730890 | N | N
Polo | Braden-Europe B.V. HEERLEN | TPMC | Piezo Del Difusor | Diffusor parts | PANTALLA DE PROTECCIÓN 1415x1100 | SCREEN 1415x1100 | 3571 | 23MBR305 | Stack+Diffusor+Diverter | 2 | PCE | China P.R. | [6 empty] | 2324 | S-2324-0002-C-23-3571-00263591-N | 9810 | 8279.5 | 56 | 740 | 230 | 220 | 11744-2301 | 22156193 | 730890 | N | N
Polo | Braden-Europe B.V. HEERLEN | TPMC | Piezo Del Difusor | Diffusor parts | PANTALLA DE PROTECCIÓN 1415x3000 | SCREEN 1415x3000 | 3571 | 23MBR305 | Stack+Diffusor+Diverter | 6 | PCE | China P.R. | [6 empty] | 2324 | S-2324-0002-C-23-3571-00263591-N | 9810 | 8279.5 | 325.8 | 740 | 230 | 220 | 11744-2301 | 22156194 | 730890 | N | N
Polo | Braden-Europe B.V. HEERLEN | TPMC | Piezo Del Difusor | Diffusor parts | PANTALLA DE PROTECCIÓN 1415x1400 | SCREEN 1415x1400 | 3571 | 23MBR305 | Stack+Diffusor+Diverter | 2 | PCE | China P.R. | [6 empty] | 2324 | S-2324-0002-C-23-3571-00263591-N | 9810 | 8279.5 | 58.6 | 740 | 230 | 220 | 11744-2301 | 22156195 | 730890 | N | N
Polo | Braden-Europe B.V. HEERLEN | TPMC | Piezo Del Difusor | Diffusor parts | L 40 x 5 PER DIN 1028 | L 40 x 5 PER DIN 1028 | 3571 | 23MBR305 | Stack+Diffusor+Diverter | 4 | PCE | China P.R. | [6 empty] | 2324 | S-2324-0002-C-23-3571-00263591-N | 9810 | 8279.5 | 5.9 | 740 | 230 | 220 | 11744-2301 | 22156196 | 730890 | N | N
Polo | Braden-Europe B.V. HEERLEN | TPMC | Piezo Del Difusor | Diffusor parts | PLACE 120 x 5 | PLATE 120 x 5 | 3571 | 23MBR305 | Stack+Diffusor+Diverter | 24 | PCE | China P.R. | [6 empty] | 2324 | S-2324-0002-C-23-3571-00263591-N | 9810 | 8279.5 | 11.3 | 740 | 230 | 220 | 11744-2301 | 22156197 | 730890 | N | N
Polo | Braden-Europe B.V. HEERLEN | TPMC | Piezo Del Difusor | Diffusor parts | BRAZO DE SOPORTE (398x1615x1776) | SUPPORT OUTLET FITTING PIECE LEFT (398x1615x1776) | 3571 | 23MBR305 | Stack+Diffusor+Diverter | 1 | PCE | China P.R. | [6 empty] | 2324 | S-2324-0002-C-23-3571-00263591-N | 9810 | 8279.5 | 223.5 | 740 | 230 | 220 | 11744-2301 | 22156206 | 730890 | N | N
Polo | Braden-Europe B.V. HEERLEN | TPMC | Piezo Del Difusor | Diffusor parts | PAQUETE DE ELECTRODOS DE SOLDADURA (111) ATS4 2.5 x 300 | BOX ELECTRODES (111) ATS 4 2.5x300 | 3571 | 23MBR305 | Stack+Diffusor+Diverter | 2 | PCE | China P.R. | [6 empty] | 2324 | S-2324-0002-C-23-3571-00263591-N | 9810 | 8279.5 | 7.4 | 740 | 230 | 220 | 11744-2301 | 22156198 | 831190 | N | N
Polo | Braden-Europe B.V. HEERLEN | TPMC | Piezo Del Difusor | Diffusor parts | PAQUETE DE ELECTRODOS DE SOLDADURA (111) ATS4 3.2 x 350 | BOX ELECTRODES (111) ATS 4 3.2x350 | 3571 | 23MBR305 | Stack+Diffusor+Diverter | 2 | PCE | China P.R. | [6 empty] | 2324 | S-2324-0002-C-23-3571-00263591-N | 9810 | 8279.5 | 9.4 | 740 | 230 | 220 | 11744-2301 | 22156199 | 831190 | N | N
Polo | Braden-Europe B.V. HEERLEN | TPMC | Piezo Del Difusor | Diffusor parts | PAQUETE DE ALAMBRE DE SOLDADURA (141) ATS4 2.0 x 1000 | BOX WIRE (141) ATS 4 2.0x1000 | 3571 | 23MBR305 | Stack+Diffusor+Diverter | 1 | PCE | China P.R. | [6 empty] | 2324 | S-2324-0002-C-23-3571-00263591-N | 9810 | 8279.5 | 5 | 740 | 230 | 220 | 11744-2301 | 22156200 | 831190 | N | N
Polo | Braden-Europe B.V. HEERLEN | TPMC | Piezo Del Difusor | Diffusor parts | PAQUETE DE ELECTRODOS DE SOLDADURA (111) Thermanit X 3.2 x 350 | BOX ELECTRODES (111) Thermanit X 3.2x350 | 3571 | 23MBR305 | Stack+Diffusor+Diverter | 1 | PCE | China P.R. | [6 empty] | 2324 | S-2324-0002-C-23-3571-00263591-N | 9810 | 8279.5 | 4.6 | 740 | 230 | 220 | 11744-2301 | 22156201 | 831190 | N | N
Polo | Braden-Europe B.V. HEERLEN | TPMC | Piezo Del Difusor | Diffusor parts | BRAZO DE SOPORTE (398x1615x1776) | SUPPORT OUTLET FITTING PIECE RIGHT (398x1615x1776) | 3571 | 23MBR305 | Stack+Diffusor+Diverter | 1 | PCE | China P.R. | [6 empty] | 2324 | S-2324-0002-C-23-3571-00263591-N | 9810 | 8279.5 | 223.5 | 740 | 230 | 220 | 11744-2301 | 22156207 | 730890 | N | N
Polo | Braden-Europe B.V. HEERLEN | TPMC | Piezo Del Difusor | Diffusor parts | PERNO SEGÚN M16 PER EN ISO 4017 (46 PCS) (incl. 10% extra) | BOLT M16 PER EN ISO 4017 (46 PCS) (incl. 10% extra) | 3571 | 23MBR305 | Stack+Diffusor+Diverter | 51 | PCE | China P.R. | [6 empty] | 2324 | S-2324-0002-C-23-3571-00263591-N | 9810 | 8279.5 | 5 | 740 | 230 | 220 | 11744-2301 | 22156208 | 731815 | N | N
Polo | Braden-Europe B.V. HEERLEN | TPMC | Piezo Del Difusor | Diffusor parts | TUERCA M16 PER EN ISO 4032 (46 PCS) (incl. 10% extra) | NUT M16 PER EN ISO 4032 (46 PCS) (incl. 10% extra) | 3571 | 23MBR305 | Stack+Diffusor+Diverter | 51 | PCE | China P.R. | [6 empty] | 2324 | S-2324-0002-C-23-3571-00263591-N | 9810 | 8279.5 | 1.3 | 740 | 230 | 220 | 11744-2301 | 22156209 | 731816 | N | N
Polo | Braden-Europe B.V. HEERLEN | TPMC | Piezo Del Difusor | Diffusor parts | ARANDELA A 17 PER DIN 9021 (92 PCS) (incl. 10% extra) | WASHER A 17 PER DIN 9021 (92 PCS) (incl. 10% extra) | 3571 | 23MBR305 | Stack+Diffusor+Diverter | 101 | PCE | China P.R. | [6 empty] | 2324 | S-2324-0002-C-23-3571-00263591-N | 9810 | 8279.5 | 0.9 | 740 | 230 | 220 | 11744-2301 | 22156210 | 731822 | N | N
Polo | Braden-Europe B.V. HEERLEN | TPMC | Piezo Del Difusor | Diffusor parts | PLACE | PLATE | 3571 | 23MBR305 | Stack+Diffusor+Diverter | 6 | PCE | China P.R. | [6 empty] | 2324 | S-2324-0002-C-23-3571-00263591-N | 9810 | 8279.5 | 20.9 | 740 | 230 | 220 | 11744-2301 | 22156211 | 730890 | N | N
Polo | Braden-Europe B.V. HEERLEN | TPMC | Piezo Del Difusor | Diffusor parts | PLACE | PLATE | 3571 | 23MBR305 | Stack+Diffusor+Diverter | 6 | PCE | China P.R. | [6 empty] | 2324 | S-2324-0002-C-23-3571-00263591-N | 9810 | 8279.5 | 20.9 | 740 | 230 | 220 | 11744-2301 | 22156212 | 730890 | N | N
Polo | Braden-Europe B.V. HEERLEN | TPMC | Piezo Del Difusor | Diffusor parts | TUBO DE DRENAJE. (76x100x300) | DRAIN PIPE WITH ELBOW ASS. (76x100x300) | 3571 | 23MBR305 | Stack+Diffusor+Diverter | 1 | PCE | China P.R. | [6 empty] | 2324 | S-2324-0002-C-23-3571-00263591-N | 9810 | 8279.5 | 1.1 | 740 | 230 | 220 | 11744-2301 | 22156213 | 730890 | N | N
Polo | Braden-Europe B.V. HEERLEN | TPMC | Piezo Del Difusor | Diffusor parts | TUBO DE DRENAJE. (110x120x2465) | DRAIN PIPE WITH VALVE ASS. (110x120x2465) | 3571 | 23MBR305 | Stack+Diffusor+Diverter | 1 | PCE | China P.R. | [6 empty] | 2324 | S-2324-0002-C-23-3571-00263591-N | 9810 | 8279.5 | 17 | 740 | 230 | 220 | 11744-2301 | 22156214 | 730890 | N | N
Polo | Braden-Europe B.V. HEERLEN | TPMC | Piezo Del Difusor | Diffusor parts | TUBO DE DRENAJE. (42x65x878) | DRAIN PIPE SUPPORT ASS. (42x65x878) | 3571 | 23MBR305 | Stack+Diffusor+Diverter | 1 | PCE | China P.R. | [6 empty] | 2324 | S-2324-0002-C-23-3571-00263591-N | 9810 | 8279.5 | 6.3 | 740 | 230 | 220 | 11744-2301 | 22156215 | 730890 | N | N
Polo | Braden-Europe B.V. HEERLEN | TPMC | Piezo Del Difusor | Diffusor parts | PERNO SEGÚN M16 PER EN ISO 4017 (248 PCS) (incl. 10% extra) | BOLT M16 PER EN ISO 4017 (248 PCS) (incl. 10% extra) | 3571 | 23MBR305 | Stack+Diffusor+Diverter | 273 | PCE | China P.R. | [6 empty] | 2324 | S-2324-0002-C-23-3571-00263591-N | 9810 | 8279.5 | 65.5 | 740 | 230 | 220 | 11744-2301 | 22156216 | 731815 | N | N
Polo | Braden-Europe B.V. HEERLEN | TPMC | Piezo Del Difusor | Diffusor parts | TUERCA M16 PER EN ISO 4032 (248 PCS) (incl. 10% extra) | NUT M16 PER EN ISO 4032 (248 PCS) (incl. 10% extra) | 3571 | 23MBR305 | Stack+Diffusor+Diverter | 273 | PCE | China P.R. | [6 empty] | 2324 | S-2324-0002-C-23-3571-00263591-N | 9810 | 8279.5 | 16.7 | 740 | 230 | 220 | 11744-2301 | 22156217 | 731816 | N | N
Polo | Braden-Europe B.V. HEERLEN | TPMC | Piezo Del Difusor | Diffusor parts | ARANDELA A 17 PER EN ISO 7089 (496 PCS) (incl. 10% extra) | WASHER A 17 PER EN ISO 7089 (496 PCS) (incl. 10% extra) | 3571 | 23MBR305 | Stack+Diffusor+Diverter | 546 | PCE | China P.R. | [6 empty] | 2324 | S-2324-0002-C-23-3571-00263591-N | 9810 | 8279.5 | 11.3 | 740 | 230 | 220 | 11744-2301 | 22156218 | 731822 | N | N
Polo | Braden-Europe B.V. HEERLEN | TPMC | Piezo Del Difusor | Diffusor parts | 2" TORNILLO DE ABRAZADERA DE PIPA CON M8 CONEXIÓN | SCREW PIPE CLAMP 2" WITH M8 CONNECTION | 3571 | 23MBR305 | Stack+Diffusor+Diverter | 1 | PCE | China P.R. | [6 empty] | 2324 | S-2324-0002-C-23-3571-00263591-N | 9810 | 8279.5 | 0.1 | 740 | 230 | 220 | 11744-2301 | 22156219 | 730890 | N | N
Polo | Braden-Europe B.V. HEERLEN | TPMC | Piezo Del Difusor | Diffusor parts | PERNO SEGÚN M16 M8 PER EN ISO 4017 | BOLT M8 PER EN ISO 4017 | 3571 | 23MBR305 | Stack+Diffusor+Diverter | 1 | PCE | China P.R. | [6 empty] | 2324 | S-2324-0002-C-23-3571-00263591-N | 9810 | 8279.5 | 0.1 | 740 | 230 | 220 | 11744-2301 | 22156220 | 731815 | N | N
Polo | Braden-Europe B.V. HEERLEN | TPMC | Piezo Del Difusor | Diffusor parts | TUERCA M8 PER EN ISO 4032 | NUT M8 PER EN ISO 4032 | 3571 | 23MBR305 | Stack+Diffusor+Diverter | 2 | PCE | China P.R. | [6 empty] | 2324 | S-2324-0002-C-23-3571-00263591-N | 9810 | 8279.5 | 0.1 | 740 | 230 | 220 | 11744-2301 | 22156221 | 731816 | N | N
Polo | Braden-Europe B.V. HEERLEN | TPMC | Piezo Del Difusor | Diffusor parts | TUBO DE MEDICIÓN TEMPERATURA | TEMPERATURE MEASURING POINTS | 3571 | 23MBR305 | Stack+Diffusor+Diverter | 6 | PCE | China P.R. | [6 empty] | 2324 | S-2324-0002-C-23-3571-00263591-N | 9810 | 8279.5 | 58 | 740 | 230 | 220 | 11744-2301 | 22156222 | 730890 | N | N
Polo | Braden-Europe B.V. HEERLEN | TPMC | Piezo Del Difusor | Diffusor parts | SHORT NOZZLES FOR TEMPERATURE | SHORT NOZZLES FOR TEMPERATURE | 3571 | 23MBR305 | Stack+Diffusor+Diverter | 6 | PCE | China P.R. | [6 empty] | 2324 | S-2324-0002-C-23-3571-00263591-N | 9810 | 8279.5 | 18.6 | 740 | 230 | 220 | 11744-2301 | 22156223 | 730890 | N | N
Polo | Braden-Europe B.V. HEERLEN | TPMC | Piezo Del Difusor | Diffusor parts | inyector emisión | NOZZLE FOR EMISSION MEASUREMENT | 3571 | 23MBR305 | Stack+Diffusor+Diverter | 1 | PCE | China P.R. | [6 empty] | 2324 | S-2324-0002-C-23-3571-00263591-N | 9810 | 8279.5 | 16.8 | 740 | 230 | 220 | 11744-2301 | 22156224 | 730890 | N | N
Polo | Braden-Europe B.V. HEERLEN | TPMC | Piezo Del Difusor | Diffusor parts | inyector emisión | SHORT NOZZLE FOR EMISSION MEASUREMENT | 3571 | 23MBR305 | Stack+Diffusor+Diverter | 1 | PCE | China P.R. | [6 empty] | 2324 | S-2324-0002-C-23-3571-00263591-N | 9810 | 8279.5 | 10.8 | 740 | 230 | 220 | 11744-2301 | 22156225 | 730890 | N | N
Polo | Braden-Europe B.V. HEERLEN | TPMC | Piezo Del Difusor | Diffusor parts | PLACE POS.3 (6x30x242) | SUPPORT PLATE FOR POS.3 (6x30x242) | 3571 | 23MBR305 | Stack+Diffusor+Diverter | 3 | PCE | China P.R. | [6 empty] | 2324 | S-2324-0002-C-23-3571-00263591-N | 9810 | 8279.5 | 3.4 | 740 | 230 | 220 | 11744-2301 | 22156226 | 730890 | N | N
Polo | Braden-Europe B.V. HEERLEN | TPMC | Piezo Del Difusor | Diffusor parts | PLACE POS.1 (6x30x802) | SUPPORT PLATE FOR POS.1 (6x30x802) | 3571 | 23MBR305 | Stack+Diffusor+Diverter | 18 | PCE | China P.R. | [6 empty] | 2324 | S-2324-0002-C-23-3571-00263591-N | 9810 | 8279.5 | 1 | 740 | 230 | 220 | 11744-2301 | 22156227 | 730890 | N | N
Polo | Braden-Europe B.V. HEERLEN | TPMC | Piezo Del Difusor | Diffusor parts | PLACE DE FUNDACIÓN 650x650x183 | FOUNDATION PLATE ASSEMBLY INLET SUPPORT 650x650x183 | 3571 | 23MBR305 | Stack+Diffusor+Diverter | 2 | PCE | China P.R. | [6 empty] | 2324 | S-2324-0002-C-23-3571-00263591-N | 9810 | 8279.5 | 212.9 | 740 | 230 | 220 | 11744-2301 | 22156228 | 730890 | N | N
Polo | Braden-Europe B.V. HEERLEN | TPMC | Piezo Del Difusor | Diffusor parts | GRAPA DE FUNDACIÓN 50x30x400 | FOUNDATION CLAMP 50x30x400 | 3571 | 23MBR305 | Stack+Diffusor+Diverter | 2 | PCE | China P.R. | [6 empty] | 2324 | S-2324-0002-C-23-3571-00263591-N | 9810 | 8279.5 | 9.4 | 740 | 230 | 220 | 11744-2301 | 22156229 | 730890 | N | N
Polo | Braden-Europe B.V. HEERLEN | TPMC | Piezo Del Difusor | Diffusor parts | GRAPA DE FUNDACIÓN 75x80x250 | FOUNDATION CLAMP 75x80x250 | 3571 | 23MBR305 | Stack+Diffusor+Diverter | 4 | PCE | China P.R. | [6 empty] | 2324 | S-2324-0002-C-23-3571-00263591-N | 9810 | 8279.5 | 39.2 | 740 | 230 | 220 | 11744-2301 | 22156230 | 730890 | N | N
Polo | Braden-Europe B.V. HEERLEN | TPMC | Piezo Del Difusor | Diffusor parts | GRAPA DE FUNDACIÓN 85x85x220 | FOUNDATION CLAMP 85x85x220 | 3571 | 23MBR305 | Stack+Diffusor+Diverter | 4 | PCE | China P.R. | [6 empty] | 2324 | S-2324-0002-C-23-3571-00263591-N | 9810 | 8279.5 | 40 | 740 | 230 | 220 | 11744-2301 | 22156231 | 730890 | N | N
Polo | Braden-Europe B.V. HEERLEN | TPMC | Piezo Del Difusor | Diffusor parts | GRAPA DE FUNDACIÓN 50x30x470 | FOUNDATION CLAMP 50x30x470 | 3571 | 23MBR305 | Stack+Diffusor+Diverter | 2 | PCE | China P.R. | [6 empty] | 2324 | S-2324-0002-C-23-3571-00263591-N | 9810 | 8279.5 | 11.1 | 740 | 230 | 220 | 11744-2301 | 22156232 | 730890 | N | N
Polo | Braden-Europe B.V. HEERLEN | TPMC | Piezo Del Difusor | Diffusor parts | PLACE DE FUNDACIÓN 650x650x180 | FOUNDATION PLATE ASSEMBLY OUTLET SUPPORT 650x650x180 | 3571 | 23MBR305 | Stack+Diffusor+Diverter | 2 | PCE | China P.R. | [6 empty] | 2324 | S-2324-0002-C-23-3571-00263591-N | 9810 | 8279.5 | 209.1 | 740 | 230 | 220 | 11744-2301 | 22156152 | 730890 | N | N
Polo | Braden-Europe B.V. HEERLEN | TPMC | Piezo Del Difusor | Diffusor parts | PLACE | PLATE | 3571 | 23MBR305 | Stack+Diffusor+Diverter | 1 | PCE | China P.R. | [6 empty] | 2324 | S-2324-0002-C-23-3571-00263591-N | 9810 | 8279.5 | 10 | 740 | 230 | 220 | 11744-2301 | 22156153 | 730890 | N | N
Polo | Braden-Europe B.V. HEERLEN | TPMC | Piezo Del Difusor | Diffusor parts | PLACE | PLATE | 3571 | 23MBR305 | Stack+Diffusor+Diverter | 1 | PCE | China P.R. | [6 empty] | 2324 | S-2324-0002-C-23-3571-00263591-N | 9810 | 8279.5 | 10 | 740 | 230 | 220 | 11744-2301 | 22156122 | 730890 | N | N
Polo | Braden-Europe B.V. HEERLEN | TPMC | Piezo Del Difusor | Diffusor parts | PLACE | PLATE | 3571 | 23MBR305 | Stack+Diffusor+Diverter | 1 | PCE | China P.R. | [6 empty] | 2324 | S-2324-0002-C-23-3571-00263591-N | 9810 | 8279.5 | 10 | 740 | 230 | 220 | 11744-2301 | 22156123 | 730890 | N | N
Polo | Braden-Europe B.V. HEERLEN | TPMC | Piezo Del Difusor | Diffusor parts | PLACE | PLATE | 3571 | 23MBR305 | Stack+Diffusor+Diverter | 1 | PCE | China P.R. | [6 empty] | 2324 | S-2324-0002-C-23-3571-00263591-N | 9810 | 8279.5 | 10 | 740 | 230 | 220 | 11744-2301 | 22156124 | 730890 | N | N
Polo | Braden-Europe B.V. HEERLEN | TPMC | Piezo Del Difusor | Diffusor parts | PLACE | PLATE | 3571 | 23MBR305 | Stack+Diffusor+Diverter | 1 | PCE | China P.R. | [6 empty] | 2324 | S-2324-0002-C-23-3571-00263591-N | 9810 | 8279.5 | 10 | 740 | 230 | 220 | 11744-2301 | 22156125 | 730890 | N | N
Polo | Braden-Europe B.V. HEERLEN | TPMC | Piezo Del Difusor | Diffusor parts | PLACE | PLATE | 3571 | 23MBR305 | Stack+Diffusor+Diverter | 1 | PCE | China P.R. | [6 empty] | 2324 | S-2324-0002-C-23-3571-00263591-N | 9810 | 8279.5 | 10 | 740 | 230 | 220 | 11744-2301 | 22156126 | 730890 | N | N
Polo | Braden-Europe B.V. HEERLEN | TPMC | Piezo Del Difusor | Diffusor parts | PLACE | PLATE | 3571 | 23MBR305 | Stack+Diffusor+Diverter | 1 | PCE | China P.R. | [6 empty] | 2324 | S-2324-0002-C-23-3571-00263591-N | 9810 | 8279.5 | 10 | 740 | 230 | 220 | 11744-2301 | 22156127 | 730890 | N | N
Polo | Braden-Europe B.V. HEERLEN | TPMC | Piezo Del Difusor | Diffusor parts | PLACE | PLATE | 3571 | 23MBR305 | Stack+Diffusor+Diverter | 1 | PCE | China P.R. | [6 empty] | 2324 | S-2324-0002-C-23-3571-00263591-N | 9810 | 8279.5 | 10 | 740 | 230 | 220 | 11744-2301 | 22156128 | 730890 | N | N
Polo | Braden-Europe B.V. HEERLEN | TPMC | Piezo Del Difusor | Diffusor parts | PLACE | PLATE | 3571 | 23MBR305 | Stack+Diffusor+Diverter | 4 | PCE | China P.R. | [6 empty] | 2324 | S-2324-0002-C-23-3571-00263591-N | 9810 | 8279.5 | 25.1 | 740 | 230 | 220 | 11744-2301 | 22156129 | 730890 | N | N
Polo | Braden-Europe B.V. HEERLEN | TPMC | Piezo Del Difusor | Diffusor parts | UNP 100 - DIN 1026 | UNP 100 - DIN 1026 | 3571 | 23MBR305 | Stack+Diffusor+Diverter | 2 | PCE | China P.R. | [6 empty] | 2324 | S-2324-0002-C-23-3571-00263591-N | 9810 | 8279.5 | 63.6 | 740 | 230 | 220 | 11744-2301 | 22156130 | 730890 | N | N
Polo | Braden-Europe B.V. HEERLEN | TPMC | Piezo Del Difusor | Diffusor parts | UNP 100 - DIN 1026 | UNP 100 - DIN 1026 | 3571 | 23MBR305 | Stack+Diffusor+Diverter | 4 | PCE | China P.R. | [6 empty] | 2324 | S-2324-0002-C-23-3571-00263591-N | 9810 | 8279.5 | 60.6 | 740 | 230 | 220 | 11744-2301 | 22156131 | 730890 | N | N
Polo | Braden-Europe B.V. HEERLEN | TPMC | Piezo Del Difusor | Diffusor parts | UNP 100 - DIN 1026 | UNP 100 - DIN 1026 | 3571 | 23MBR305 | Stack+Diffusor+Diverter | 2 | PCE | China P.R. | [6 empty] | 2324 | S-2324-0002-C-23-3571-00263591-N | 9810 | 8279.5 | 27.1 | 740 | 230 | 220 | 11744-2301 | 22156132 | 730890 | N | N
Polo | Braden-Europe B.V. HEERLEN | TPMC | Piezo Del Difusor | Diffusor parts | UNP 100 - DIN 1026 | UNP 100 - DIN 1026 | 3571 | 23MBR305 | Stack+Diffusor+Diverter | 2 | PCE | China P.R. | [6 empty] | 2324 | S-2324-0002-C-23-3571-00263591-N | 9810 | 8279.5 | 40.9 | 740 | 230 | 220 | 11744-2301 | 22156133 | 730890 | N | N
Polo | Braden-Europe B.V. HEERLEN | TPMC | Piezo Del Difusor | Diffusor parts | UNP 100 - DIN 1026 | UNP 100 - DIN 1026 | 3571 | 23MBR305 | Stack+Diffusor+Diverter | 2 | PCE | China P.R. | [6 empty] | 2324 | S-2324-0002-C-23-3571-00263591-N | 9810 | 8279.5 | 61.7 | 740 | 230 | 220 | 11744-2301 | 22156134 | 730890 | N | N
Polo | Braden-Europe B.V. HEERLEN | TPMC | Piezo Del Difusor | Diffusor parts | UNP 100 - DIN 1026 | UNP 100 - DIN 1026 | 3571 | 23MBR305 | Stack+Diffusor+Diverter | 2 | PCE | China P.R. | [6 empty] | 2324 | S-2324-0002-C-23-3571-00263591-N | 9810 | 8279.5 | 62.3 | 740 | 230 | 220 | 11744-2301 | 22156135 | 730890 | N | N
Polo | Braden-Europe B.V. HEERLEN | TPMC | Piezo Del Difusor | Diffusor parts | UNP 100 - DIN 1026 | UNP 100 - DIN 1026 | 3571 | 23MBR305 | Stack+Diffusor+Diverter | 2 | PCE | China P.R. | [6 empty] | 2324 | S-2324-0002-C-23-3571-00263591-N | 9810 | 8279.5 | 59.8 | 740 | 230 | 220 | 11744-2301 | 22156136 | 730890 | N | N
Polo | Braden-Europe B.V. HEERLEN | TPMC | Piezo Del Difusor | Diffusor parts | UNP 100 - DIN 1026 | UNP 100 - DIN 1026 | 3571 | 23MBR305 | Stack+Diffusor+Diverter | 2 | PCE | China P.R. | [6 empty] | 2324 | S-2324-0002-C-23-3571-00263591-N | 9810 | 8279.5 | 42.4 | 740 | 230 | 220 | 11744-2301 | 22156137 | 730890 | N | N
Polo | Braden-Europe B.V. HEERLEN | TPMC | Piezo Del Difusor | Diffusor parts | PLACE | PLATE | 3571 | 23MBR305 | Stack+Diffusor+Diverter | 8 | PCE | China P.R. | [6 empty] | 2324 | S-2324-0002-C-23-3571-00263591-N | 9810 | 8279.5 | 55.7 | 740 | 230 | 220 | 11744-2301 | 22156138 | 730890 | N | N
Polo | Braden-Europe B.V. HEERLEN | TPMC | Piezo Del Difusor | Diffusor parts | PLACE | PLATE | 3571 | 23MBR305 | Stack+Diffusor+Diverter | 32 | PCE | China P.R. | [6 empty] | 2324 | S-2324-0002-C-23-3571-00263591-N | 9810 | 8279.5 | 796.6 | 740 | 230 | 220 | 11744-2301 | 22156139 | 730890 | N | N
Polo | Braden-Europe B.V. HEERLEN | TPMC | Piezo Del Difusor | Diffusor parts | PLACE | PLATE | 3571 | 23MBR305 | Stack+Diffusor+Diverter | 8 | PCE | China P.R. | [6 empty] | 2324 | S-2324-0002-C-23-3571-00263591-N | 9810 | 8279.5 | 110.9 | 740 | 230 | 220 | 11744-2301 | 22156170 | 730890 | N | N
Polo | Braden-Europe B.V. HEERLEN | TPMC | Piezo Del Difusor | Diffusor parts | TUERCA SEGÚN M12 (664 PCS) (incl. 10% extra) | NUT M12 (664 PCS) (incl. 10% extra) | 3571 | 23MBR305 | Stack+Diffusor+Diverter | 730 | PCE | China P.R. | [6 empty] | 2324 | S-2324-0002-C-23-3571-00263591-N | 9810 | 8279.5 | 11.5 | 740 | 230 | 220 | 11744-2301 | 22156140 | 731816 | N | N
Polo | Braden-Europe B.V. HEERLEN | TPMC | Piezo Del Difusor | Diffusor parts | PLACE | PLATE | 3571 | 23MBR305 | Stack+Diffusor+Diverter | 8 | PCE | China P.R. | [6 empty] | 2324 | S-2324-0002-C-23-3571-00263591-N | 9810 | 8279.5 | 0.8 | 740 | 230 | 220 | 11744-2301 | 22156141 | 730890 | N | N
Polo | Braden-Europe B.V. HEERLEN | TPMC | Piezo Del Difusor | Diffusor parts | MALLA DE ALAMBRE 500 x 3000 | WIRE MESH 500 x 3000 | 3571 | 23MBR305 | Stack+Diffusor+Diverter | 1 | PCE | China P.R. | [6 empty] | 2324 | S-2324-0002-C-23-3571-00263591-N | 9810 | 8279.5 | 1 | 740 | 230 | 220 | 11744-2301 | 22156142 | 731414 | N | N
Polo | Braden-Europe B.V. HEERLEN | TPMC | Piezo Del Difusor | Diffusor parts | BARRA DE SOPORTE CON 1 ESPÁRRAGO | SCALLOP ASSEMBLY A01 WITH SHORT STUD | 3571 | 23MBR305 | Stack+Diffusor+Diverter | 80 | PCE | China P.R. | [6 empty] | 2324 | S-2324-0002-C-23-3571-00263591-N | 9810 | 8279.5 | 16 | 740 | 230 | 220 | 11744-2301 | 22156143 | 730890 | N | N
Polo | Braden-Europe B.V. HEERLEN | TPMC | Piezo Del Difusor | Diffusor parts | BARRA DE SOPORTE CON 2 ESPÁRRAGOS | SCALLOP ASSEMBLY A02 WITH TWO STUDS | 3571 | 23MBR305 | Stack+Diffusor+Diverter | 64 | PCE | China P.R. | [6 empty] | 2324 | S-2324-0002-C-23-3571-00263591-N | 9810 | 8279.5 | 64 | 740 | 230 | 220 | 11744-2301 | 22156144 | 730890 | N | N
Polo | Braden-Europe B.V. HEERLEN | TPMC | Piezo Del Difusor | Diffusor parts | BARRA DE SOPORTE CON 2 ESPÁRRAGOS | SCALLOP ASSEMBLY A03 WITH TWO STUDS AND HOLE | 3571 | 23MBR305 | Stack+Diffusor+Diverter | 16 | PCE | China P.R. | [6 empty] | 2324 | S-2324-0002-C-23-3571-00263591-N | 9810 | 8279.5 | 13.6 | 740 | 230 | 220 | 11744-2301 | 22156145 | 730890 | N | N
Polo | Braden-Europe B.V. HEERLEN | TPMC | Piezo Del Difusor | Diffusor parts | BARRA DE SOPORTE CON 1 ESPÁRRAGO | SCALLOP ASSEMBLY A04 WITH STUD | 3571 | 23MBR305 | Stack+Diffusor+Diverter | 25 | PCE | China P.R. | [6 empty] | 2324 | S-2324-0002-C-23-3571-00263591-N | 9810 | 8279.5 | 9.3 | 740 | 230 | 220 | 11744-2301 | 22156146 | 730890 | N | N
Polo | Braden-Europe B.V. HEERLEN | TPMC | Piezo Del Difusor | Diffusor parts | HERRAMIENTA DE ALINEACIÓN A01 | ALIGNMENT TOOL A01 | 3571 | 23MBR305 | Stack+Diffusor+Diverter | 1 | PCE | China P.R. | [6 empty] | 2324 | S-2324-0002-C-23-3571-00263591-N | 9810 | 8279.5 | 2 | 740 | 230 | 220 | 11744-2301 | 22156147 | 730890 | N | N
Polo | Braden-Europe B.V. HEERLEN | TPMC | Piezo Del Difusor | Diffusor parts | HERRAMIENTA DE ALINEACIÓN A02 | ALIGNMENT TOOL A02 | 3571 | 23MBR305 | Stack+Diffusor+Diverter | 1 | PCE | China P.R. | [6 empty] | 2324 | S-2324-0002-C-23-3571-00263591-N | 9810 | 8279.5 | 1.4 | 740 | 230 | 220 | 11744-2301 | 22156148 | 730890 | N | N
Polo | Braden-Europe B.V. HEERLEN | TPMC | Piezo Del Difusor | Diffusor parts | PLACE | PLATE | 3571 | 23MBR305 | Stack+Diffusor+Diverter | 3 | PCE | China P.R. | [6 empty] | 2324 | S-2324-0002-C-23-3571-00263591-N | 9810 | 8279.5 | 76.9 | 740 | 230 | 220 | 11744-2301 | 22156149 | 730890 | N | N
Polo | Braden-Europe B.V. HEERLEN | TPMC | Piezo Del Difusor | Diffusor parts | PLACE | PLATE | 3571 | 23MBR305 | Stack+Diffusor+Diverter | 2 | PCE | China P.R. | [6 empty] | 2324 | S-2324-0002-C-23-3571-00263591-N | 9810 | 8279.5 | 28.5 | 740 | 230 | 220 | 11744-2301 | 22156150 | 730890 | N | N
Polo | Braden-Europe B.V. HEERLEN | TPMC | Piezo Del Difusor | Diffusor parts | PLACE | PLATE | 3571 | 23MBR305 | Stack+Diffusor+Diverter | 1 | PCE | China P.R. | [6 empty] | 2324 | S-2324-0002-C-23-3571-00263591-N | 9810 | 8279.5 | 13.7 | 740 | 230 | 220 | 11744-2301 | 22156151 | 730890 | N | N
Polo | Braden-Europe B.V. HEERLEN | TPMC | Piezo Del Difusor | Diffusor parts | PLACE | PLATE | 3571 | 23MBR305 | Stack+Diffusor+Diverter | 1 | PCE | China P.R. | [6 empty] | 2324 | S-2324-0002-C-23-3571-00263591-N | 9810 | 8279.5 | 13.7 | 740 | 230 | 220 | 11744-2301 | 22156154 | 730890 | N | N
Polo | Braden-Europe B.V. HEERLEN | TPMC | Piezo Del Difusor | Diffusor parts | PLACE | PLATE | 3571 | 23MBR305 | Stack+Diffusor+Diverter | 2 | PCE | China P.R. | [6 empty] | 2324 | S-2324-0002-C-23-3571-00263591-N | 9810 | 8279.5 | 48.3 | 740 | 230 | 220 | 11744-2301 | 22156155 | 730890 | N | N
Polo | Braden-Europe B.V. HEERLEN | TPMC | Piezo Del Difusor | Diffusor parts | PLACE | PLATE | 3571 | 23MBR305 | Stack+Diffusor+Diverter | 2 | PCE | China P.R. | [6 empty] | 2324 | S-2324-0002-C-23-3571-00263591-N | 9810 | 8279.5 | 25.5 | 740 | 230 | 220 | 11744-2301 | 22156156 | 730890 | N | N
Polo | Braden-Europe B.V. HEERLEN | TPMC | Piezo Del Difusor | Diffusor parts | BRAZO DE SOPORTE (1218x1257x5000) | SUPPORT INLET SIDE (1218x1257x5000) | 3571 | 23MBR305 | Stack+Diffusor+Diverter | 1 | PCE | China P.R. | [6 empty] | 2324 | S-2324-0002-C-23-3571-00263591-N | 9810 | 8279.5 | 1267.2 | 740 | 230 | 220 | 11744-2301 | 22156202 | 730890 | N | N
Polo | Braden-Europe B.V. HEERLEN | TPMC | Piezo Del Difusor | Diffusor parts | PLACE | PLATE | 3571 | 23MBR305 | Stack+Diffusor+Diverter | 2 | PCE | China P.R. | [6 empty] | 2324 | S-2324-0002-C-23-3571-00263591-N | 9810 | 8279.5 | 45.3 | 740 | 230 | 220 | 11744-2301 | 22156157 | 730890 | N | N
Polo | Braden-Europe B.V. HEERLEN | TPMC | Piezo Del Difusor | Diffusor parts | PLACE | PLATE | 3571 | 23MBR305 | Stack+Diffusor+Diverter | 2 | PCE | China P.R. | [6 empty] | 2324 | S-2324-0002-C-23-3571-00263591-N | 9810 | 8279.5 | 24.3 | 740 | 230 | 220 | 11744-2301 | 22156158 | 730890 | N | N
Polo | Braden-Europe B.V. HEERLEN | TPMC | Piezo Del Difusor | Diffusor parts | PLACE | PLATE | 3571 | 23MBR305 | Stack+Diffusor+Diverter | 1 | PCE | China P.R. | [6 empty] | 2324 | S-2324-0002-C-23-3571-00263591-N | 9810 | 8279.5 | 21.8 | 740 | 230 | 220 | 11744-2301 | 22156159 | 730890 | N | N
Polo | Braden-Europe B.V. HEERLEN | TPMC | Piezo Del Difusor | Diffusor parts | PLACE | PLATE | 3571 | 23MBR305 | Stack+Diffusor+Diverter | 8 | PCE | China P.R. | [6 empty] | 2324 | S-2324-0002-C-23-3571-00263591-N | 9810 | 8279.5 | 45.6 | 740 | 230 | 220 | 11744-2301 | 22156160 | 730890 | N | N
Polo | Braden-Europe B.V. HEERLEN | TPMC | Piezo Del Difusor | Diffusor parts | PLACE | PLATE | 3571 | 23MBR305 | Stack+Diffusor+Diverter | 8 | PCE | China P.R. | [6 empty] | 2324 | S-2324-0002-C-23-3571-00263591-N | 9810 | 8279.5 | 25.6 | 740 | 230 | 220 | 11744-2301 | 22156161 | 730890 | N | N
Polo | Braden-Europe B.V. HEERLEN | TPMC | Piezo Del Difusor | Diffusor parts | PLACE | PLATE | 3571 | 23MBR305 | Stack+Diffusor+Diverter | 8 | PCE | China P.R. | [6 empty] | 2324 | S-2324-0002-C-23-3571-00263591-N | 9810 | 8279.5 | 91.5 | 740 | 230 | 220 | 11744-2301 | 22156162 | 730890 | N | N
Polo | Braden-Europe B.V. HEERLEN | TPMC | Piezo Del Difusor | Diffusor parts | PLACE | PLATE | 3571 | 23MBR305 | Stack+Diffusor+Diverter | 8 | PCE | China P.R. | [6 empty] | 2324 | S-2324-0002-C-23-3571-00263591-N | 9810 | 8279.5 | 75.2 | 740 | 230 | 220 | 11744-2301 | 22156163 | 730890 | N | N
Polo | Braden-Europe B.V. HEERLEN | TPMC | Piezo Del Difusor | Diffusor parts | PLACE | PLATE | 3571 | 23MBR305 | Stack+Diffusor+Diverter | 1 | PCE | China P.R. | [6 empty] | 2324 | S-2324-0002-C-23-3571-00263591-N | 9810 | 8279.5 | 1.7 | 740 | 230 | 220 | 11744-2301 | 22156164 | 730890 | N | N
Polo | Braden-Europe B.V. HEERLEN | TPMC | Piezo Del Difusor | Diffusor parts | PLACE | PLATE | 3571 | 23MBR305 | Stack+Diffusor+Diverter | 4 | PCE | China P.R. | [6 empty] | 2324 | S-2324-0002-C-23-3571-00263591-N | 9810 | 8279.5 | 9.2 | 740 | 230 | 220 | 11744-2301 | 22156165 | 730890 | N | N
Polo | Braden-Europe B.V. HEERLEN | TPMC | Piezo Del Difusor | Diffusor parts | PLACE | PLATE | 3571 | 23MBR305 | Stack+Diffusor+Diverter | 4 | PCE | China P.R. | [6 empty] | 2324 | S-2324-0002-C-23-3571-00263591-N | 9810 | 8279.5 | 9.2 | 740 | 230 | 220 | 11744-2301 | 22156166 | 730890 | N | N
Polo | Braden-Europe B.V. HEERLEN | TPMC | Piezo del Difusor | Diffusor parts | aislamiento (50 mm, 128 kg/m3) | Box Insulation Material (50 mm, 128 kg/m3) | 3571 | 23MBR305 | Stack+Diffusor+Diverter | 24 | PCE | China P.R. | [6 empty] | 2324 | S-2324-0003-C-23-3571-00263591-N | 1955 | 1145.5 | 348 | 410 | 230 | 220 | 11744-2301 | 22156120 | 701939 | N | N
Polo | Braden-Europe B.V. HEERLEN | TPMC | Piezo del Difusor | Diffusor parts | aislamiento (38 mm, 128 kg/m3) | Box Insulation Material (38 mm, 128 kg/m3) | 3571 | 23MBR305 | Stack+Diffusor+Diverter | 55 | PCE | China P.R. | [6 empty] | 2324 | S-2324-0003-C-23-3571-00263591-N | 1955 | 1145.5 | 797.5 | 410 | 230 | 220 | 11744-2301 | 22156121 | 701939 | N | N
Polo | Braden-Europe B.V. HEERLEN | TPMC | Piezo del Difusor | Diffusor parts | PIEZA 1 DEL DIFUSOR 3 (630x2875x12200) | DIFFUSER PART 3 (630x2875x12200) | 3571 | 23MBR305 | Stack+Diffusor+Diverter | 1 | PCE | China P.R. | [6 empty] | 2324 | S-2324-0004-B-23-3571-00263591-N | 19778 | 17428.4 | 4357.1 | 1265 | 300 | 280 | 11744-2301 | 22156116 | 730890 | N | N
Polo | Braden-Europe B.V. HEERLEN | TPMC | Piezo del Difusor | Diffusor parts | PIEZA 1 DEL DIFUSOR 4 (630x2875x12200) | DIFFUSER PART 4 (630x2875x12200) | 3571 | 23MBR305 | Stack+Diffusor+Diverter | 1 | PCE | China P.R. | [6 empty] | 2324 | S-2324-0004-B-23-3571-00263591-N | 19778 | 17428.4 | 4357.1 | 1265 | 300 | 280 | 11744-2301 | 22156117 | 730890 | N | N
Polo | Braden-Europe B.V. HEERLEN | TPMC | Piezo del Difusor | Diffusor parts | PIEZA 1 DEL DIFUSOR 5 (630x2875x12200) | DIFFUSER PART 5 (630x2875x12200) | 3571 | 23MBR305 | Stack+Diffusor+Diverter | 1 | PCE | China P.R. | [6 empty] | 2324 | S-2324-0004-B-23-3571-00263591-N | 19778 | 17428.4 | 4357.1 | 1265 | 300 | 280 | 11744-2301 | 22156118 | 730890 | N | N
Polo | Braden-Europe B.V. HEERLEN | TPMC | Piezo del Difusor | Diffusor parts | PIEZA 1 DEL DIFUSOR 6 (630x2875x12200) | DIFFUSER PART 6 (630x2875x12200) | 3571 | 23MBR305 | Stack+Diffusor+Diverter | 1 | PCE | China P.R. | [6 empty] | 2324 | S-2324-0004-B-23-3571-00263591-N | 19778 | 17428.4 | 4357.1 | 1265 | 300 | 280 | 11744-2301 | 22156119 | 730890 | N | N
Polo | Braden-Europe B.V. HEERLEN | TPMC | SISTEMA DE LA JUNTA DE EXPANSIÓN METÁLICA DE LA TG | GT EXPANSION JOINT | GT EXPANSION JOINT | GT EXPANSION JOINT | 3571 | 23MBR305 | Stack+Diffusor+Diverter | 1 | PCE | Switzerland | [6 empty] | 2325 | S-2325-0001-A-23-3571-00263591-N | 6350 | 4200 | 4200 | 520 | 510 | 250 | 11744-3023 | 22546088 | 847989 | N | N
Polo | Braden-Europe B.V. HEERLEN | TPMC | [ID 1061] - Panel de acùstica K1.1, K1.2, K1.3, K1.4, K1.5 | [ID 1061] - Silencer panels K1.1, K1.2, K1.4, K1.5, K1.9 | [ID 1061] - Panel de acùstica K1.1, K1.2, K1.3, K1.4, K1.5 | [ID 1061] - Silencer panels K1.1, K1.2, K1.4, K1.5, K1.9 | 3571 | 23MBR305 | Stack+Diffusor+Diverter | 5 | PCE | Germany | [6 empty] | 2326 | S-2326-0001-A-23-3571-00263591-N | 12170 | 9770.85 | 9765 | 820 | 279 | 277 | 11744-2400-23 | 22727557 | 732690 | N | N
Polo | Braden-Europe B.V. HEERLEN | TPMC | [ID 1061] - Panel de acùstica K1.1, K1.2, K1.3, K1.4, K1.5 | [ID 1061] - Silencer panels K1.1, K1.2, K1.4, K1.5, K1.9 | [ID 1067] - Chapa de juntura | [ID 1067] - Connecting plate | 3571 | 23MBR305 | Stack+Diffusor+Diverter | 30 | PCE | Germany | [6 empty] | 2326 | S-2326-0001-A-23-3571-00263591-N | 12170 | 9770.85 | 0.2 | 820 | 279 | 277 | 11744-2400-23 | 22727558 | 730890 | N | N
Polo | Braden-Europe B.V. HEERLEN | TPMC | [ID 1061] - Panel de acùstica K1.1, K1.2, K1.3, K1.4, K1.5 | [ID 1061] - Silencer panels K1.1, K1.2, K1.4, K1.5, K1.9 | [ID 1068] - Hexagonal Tornillo M16x50 (incl. 10% extra) | [ID 1068] - Hexagon screw M16x50 (incl. 10% extra) | 3571 | 23MBR305 | Stack+Diffusor+Diverter | 132 | PCE | Germany | [6 empty] | 2326 | S-2326-0001-A-23-3571-00263591-N | 12170 | 9770.85 | 3.76 | 820 | 279 | 277 | 11744-2400-23 | 22727559 | 731815 | N | N
Polo | Braden-Europe B.V. HEERLEN | TPMC | [ID 1061] - Panel de acùstica K1.1, K1.2, K1.3, K1.4, K1.5 | [ID 1061] - Silencer panels K1.1, K1.2, K1.4, K1.5, K1.9 | [ID 1069] - Tornillo de alzar | [ID 1069] - Lifting eye bolt | 3571 | 23MBR305 | Stack+Diffusor+Diverter | 9 | PCE | Germany | [6 empty] | 2326 | S-2326-0001-A-23-3571-00263591-N | 12170 | 9770.85 | 1.89 | 820 | 279 | 277 | 11744-2400-23 | 22727560 | 731815 | N | N
Polo | Braden-Europe B.V. HEERLEN | TPMC | [ID 1062] - Panel de acùstica K1.6, K1.7, K1.10, K1.11, K1.12 | [ID 1062] - Silencer panels K1.6, K1.7, K1.11, K1.12, K1.13 | [ID 1062] - Panel de acùstica K1.6, K1.7, K1.10, K1.11, K1.12 | [ID 1062] - Silencer panels K1.6, K1.7, K1.11, K1.12, K1.13 | 3571 | 23MBR305 | Stack+Diffusor+Diverter | 5 | PCE | Germany | [6 empty] | 2326 | S-2326-0002-A-23-3571-00263591-N | 11850 | 9765 | 9765 | 820 | 279 | 277 | 11744-2400-23 | 22727561 | 732690 | N | N
Polo | Braden-Europe B.V. HEERLEN | TPMC | [ID 1063] - Panel de acùstica K1.11, K1.12, K1.13, K1.14, K1.15 | [ID 1063] - Silencer panels K1.3, K1.8, K1.10, K1.14, K1.15 | [ID 1063] - Panel de acùstica K1.11, K1.12, K1.13, K1.14, K1.15 | [ID 1063] - Silencer panels K1.3, K1.8, K1.10, K1.14, K1.15 | 3571 | 23MBR305 | Stack+Diffusor+Diverter | 5 | PCE | Germany | [6 empty] | 2326 | S-2326-0003-A-23-3571-00263591-N | 11850 | 9765 | 9765 | 820 | 279 | 310 | 11744-2400-23 | 22727562 | 732690 | N | N
Polo | Braden-Europe B.V. HEERLEN | TPMC | [ID 1066] - Panel de acùstica K2.11, K2.12, K2.13, K2.14, K2.15 | [ID 1066] - Silencer panels K2.5, K2.6, K2.7, K2.10, K2.11 | [ID 1886] - Chapa trapecio 35/207, t = 1,25 mm | [ID 1886] - Trapeziodal sheet 35/207, t = 1,25 mm | 3571 | 23MBR305 | Stack+Diffusor+Diverter | 32 | PCE | Germany | [6 empty] | 2326 | S-2326-0004-A-23-3571-00263591-N | 11120 | 9258 | 2570 | 843 | 250 | 176 | 11744-2400-23 | 22727566 | 392190 | N | N
Polo | Braden-Europe B.V. HEERLEN | TPMC | [ID 1066] - Panel de acùstica K2.11, K2.12, K2.13, K2.14, K2.15 | [ID 1066] - Silencer panels K2.5, K2.6, K2.7, K2.10, K2.11 | [ID 1887] - Chapa trapecio 35/207, t = 1,25 mm | [ID 1887] - Trapeziodal sheet 35/207, t = 1,25 mm | 3571 | 23MBR305 | Stack+Diffusor+Diverter | 13 | PCE | Germany | [6 empty] | 2326 | S-2326-0004-A-23-3571-00263591-N | 11120 | 9258 | 1020 | 843 | 250 | 176 | 11744-2400-23 | 22727567 | 392190 | N | N
Polo | Braden-Europe B.V. HEERLEN | TPMC | [ID 1066] - Panel de acùstica K2.11, K2.12, K2.13, K2.14, K2.15 | [ID 1066] - Silencer panels K2.5, K2.6, K2.7, K2.10, K2.11 | [ID 1888] - Chapa trapecio 35/207, t = 1,25 mm | [ID 1888] - Trapeziodal sheet 35/207, t = 1,25 mm | 3571 | 23MBR305 | Stack+Diffusor+Diverter | 7 | PCE | Germany | [6 empty] | 2326 | S-2326-0004-A-23-3571-00263591-N | 11120 | 9258 | 335 | 843 | 250 | 176 | 11744-2400-23 | 22727568 | 392190 | N | N
Polo | Braden-Europe B.V. HEERLEN | TPMC | [ID 1066] - Panel de acùstica K2.11, K2.12, K2.13, K2.14, K2.15 | [ID 1066] - Silencer panels K2.5, K2.6, K2.7, K2.10, K2.11 | [ID 1889] - Chapa trapecio 35/207, t = 1,25 mm | [ID 1889] - Trapeziodal sheet 35/207, t = 1,25 mm | 3571 | 23MBR305 | Stack+Diffusor+Diverter | 44 | PCE | Germany | [6 empty] | 2326 | S-2326-0004-A-23-3571-00263591-N | 11120 | 9258 | 4450 | 843 | 250 | 176 | 11744-2400-23 | 22727569 | 392190 | N | N
Polo | Braden-Europe B.V. HEERLEN | TPMC | [ID 1066] - Panel de acùstica K2.11, K2.12, K2.13, K2.14, K2.15 | [ID 1066] - Silencer panels K2.5, K2.6, K2.7, K2.10, K2.11 | [ID 1890] - Material de tapar | [ID 1890] - Flashing | 3571 | 23MBR305 | Stack+Diffusor+Diverter | 8 | PCE | Germany | [6 empty] | 2326 | S-2326-0004-A-23-3571-00263591-N | 11120 | 9258 | 125 | 843 | 250 | 176 | 11744-2400-23 | 22727570 | 732690 | N | N
Polo | Braden-Europe B.V. HEERLEN | TPMC | [ID 1066] - Panel de acùstica K2.11, K2.12, K2.13, K2.14, K2.15 | [ID 1066] - Silencer panels K2.5, K2.6, K2.7, K2.10, K2.11 | [ID 1891] - Material de tapar | [ID 1891] - Flashing | 3571 | 23MBR305 | Stack+Diffusor+Diverter | 3 | PCE | Germany | [6 empty] | 2326 | S-2326-0004-A-23-3571-00263591-N | 11120 | 9258 | 62 | 843 | 250 | 176 | 11744-2400-23 | 22727571 | 732690 | N | N
Polo | Braden-Europe B.V. HEERLEN | TPMC | [ID 1066] - Panel de acùstica K2.11, K2.12, K2.13, K2.14, K2.15 | [ID 1066] - Silencer panels K2.5, K2.6, K2.7, K2.10, K2.11 | [ID 1892] - Material de tapar | [ID 1892] - Flashing | 3571 | 23MBR305 | Stack+Diffusor+Diverter | 7 | PCE | Germany | [6 empty] | 2326 | S-2326-0004-A-23-3571-00263591-N | 11120 | 9258 | 70 | 843 | 250 | 176 | 11744-2400-23 | 22727572 | 732690 | N | N
Polo | Braden-Europe B.V. HEERLEN | TPMC | [ID 1066] - Panel de acùstica K2.11, K2.12, K2.13, K2.14, K2.15 | [ID 1066] - Silencer panels K2.5, K2.6, K2.7, K2.10, K2.11 | [ID 1893] - Material de tapar | [ID 1893] - Flashing | 3571 | 23MBR305 | Stack+Diffusor+Diverter | 4 | PCE | Germany | [6 empty] | 2326 | S-2326-0004-A-23-3571-00263591-N | 11120 | 9258 | 33 | 843 | 250 | 176 | 11744-2400-23 | 22727573 | 732690 | N | N
Polo | Braden-Europe B.V. HEERLEN | TPMC | [ID 1066] - Panel de acùstica K2.11, K2.12, K2.13, K2.14, K2.15 | [ID 1066] - Silencer panels K2.5, K2.6, K2.7, K2.10, K2.11 | [ID 1894] - Material de tapar | [ID 1894] - Flashing | 3571 | 23MBR305 | Stack+Diffusor+Diverter | 4 | PCE | Germany | [6 empty] | 2326 | S-2326-0004-A-23-3571-00263591-N | 11120 | 9258 | 14 | 843 | 250 | 176 | 11744-2400-23 | 22727574 | 732690 | N | N
Polo | Braden-Europe B.V. HEERLEN | TPMC | [ID 1066] - Panel de acùstica K2.11, K2.12, K2.13, K2.14, K2.15 | [ID 1066] - Silencer panels K2.5, K2.6, K2.7, K2.10, K2.11 | [ID 1895] - Material de tapar | [ID 1895] - Flashing | 3571 | 23MBR305 | Stack+Diffusor+Diverter | 2 | PCE | Germany | [6 empty] | 2326 | S-2326-0004-A-23-3571-00263591-N | 11120 | 9258 | 13 | 843 | 250 | 176 | 11744-2400-23 | 22727575 | 732690 | N | N
Polo | Braden-Europe B.V. HEERLEN | TPMC | [ID 1066] - Panel de acùstica K2.11, K2.12, K2.13, K2.14, K2.15 | [ID 1066] - Silencer panels K2.5, K2.6, K2.7, K2.10, K2.11 | [ID 1896] - Puerta acùstica | [ID 1896] - Acoustic door | 3571 | 23MBR305 | Stack+Diffusor+Diverter | 2 | PCE | Germany | [6 empty] | 2326 | S-2326-0004-A-23-3571-00263591-N | 11120 | 9258 | 400 | 843 | 250 | 176 | 11744-2400-23 | 22727576 | 730830 | N | N
Polo | Braden-Europe B.V. HEERLEN | TPMC | [ID 1066] - Panel de acùstica K2.11, K2.12, K2.13, K2.14, K2.15 | [ID 1066] - Silencer panels K2.5, K2.6, K2.7, K2.10, K2.11 | [ID 1897] - Puerto armadura delante | [ID 1897] - Doorframe - vertical | 3571 | 23MBR305 | Stack+Diffusor+Diverter | 4 | PCE | Germany | [6 empty] | 2326 | S-2326-0004-A-23-3571-00263591-N | 11120 | 9258 | 40 | 843 | 250 | 176 | 11744-2400-23 | 22727577 | 730830 | N | N
Polo | Braden-Europe B.V. HEERLEN | TPMC | [ID 1066] - Panel de acùstica K2.11, K2.12, K2.13, K2.14, K2.15 | [ID 1066] - Silencer panels K2.5, K2.6, K2.7, K2.10, K2.11 | [ID 1898] - Puerto armadura trasero | [ID 1898] - Doorframe - horicontal | 3571 | 23MBR305 | Stack+Diffusor+Diverter | 2 | PCE | Germany | [6 empty] | 2326 | S-2326-0004-A-23-3571-00263591-N | 11120 | 9258 | 80 | 843 | 250 | 176 | 11744-2400-23 | 22727578 | 730830 | N | N
Polo | Braden-Europe B.V. HEERLEN | TPMC | [ID 1066] - Panel de acùstica K2.11, K2.12, K2.13, K2.14, K2.15 | [ID 1066] - Silencer panels K2.5, K2.6, K2.7, K2.10, K2.11 | [ID 1899] - Sellado | [ID 1899] - Seal | 3571 | 23MBR305 | Stack+Diffusor+Diverter | 2 | PCE | Germany | [6 empty] | 2326 | S-2326-0004-A-23-3571-00263591-N | 11120 | 9258 | 4 | 843 | 250 | 176 | 11744-2400-23 | 22727579 | 730890 | N | N
Polo | Braden-Europe B.V. HEERLEN | TPMC | [ID 1066] - Panel de acùstica K2.11, K2.12, K2.13, K2.14, K2.15 | [ID 1066] - Silencer panels K2.5, K2.6, K2.7, K2.10, K2.11 | [ID 1900] - Juego de montaje | [ID 1900] - Fastening set | 3571 | 23MBR305 | Stack+Diffusor+Diverter | 2 | PCE | Germany | [6 empty] | 2326 | S-2326-0004-A-23-3571-00263591-N | 11120 | 9258 | 8 | 843 | 250 | 176 | 11744-2400-23 | 22727580 | 732690 | N | N
Polo | Braden-Europe B.V. HEERLEN | TPMC | [ID 1066] - Panel de acùstica K2.11, K2.12, K2.13, K2.14, K2.15 | [ID 1066] - Silencer panels K2.5, K2.6, K2.7, K2.10, K2.11 | [ID 1901] - Juego de picaporte | [ID 1901] - Door handle set | 3571 | 23MBR305 | Stack+Diffusor+Diverter | 2 | PCE | Germany | [6 empty] | 2326 | S-2326-0004-A-23-3571-00263591-N | 11120 | 9258 | 8 | 843 | 250 | 176 | 11744-2400-23 | 22727581 | 830249 | N | N
Polo | Braden-Europe B.V. HEERLEN | TPMC | [ID 1066] - Panel de acùstica K2.11, K2.12, K2.13, K2.14, K2.15 | [ID 1066] - Silencer panels K2.5, K2.6, K2.7, K2.10, K2.11 | [ID 1902] - Tornillo de taladrar SL2-S-S19-5,5x27 (net. 1080, 10% extra) | [ID 1902] - Self tapping screw SL2-S-S19-5,5x27 (net. 1080, 10% extra) | 3571 | 23MBR305 | Stack+Diffusor+Diverter | 1500 | PCE | Germany | [6 empty] | 2326 | S-2326-0004-A-23-3571-00263591-N | 11120 | 9258 | 20 | 843 | 250 | 176 | 11744-2400-23 | 22727582 | 731815 | N | N
Polo | Braden-Europe B.V. HEERLEN | TPMC | [ID 1066] - Panel de acùstica K2.11, K2.12, K2.13, K2.14, K2.15 | [ID 1066] - Silencer panels K2.5, K2.6, K2.7, K2.10, K2.11 | [ID 1903] - Remachar BulboTite 3 W (net. 675 10% extra) | [ID 1903] - Rivet Bulb Tite 3 W (net. 675 10% extra) | 3571 | 23MBR305 | Stack+Diffusor+Diverter | 500 | PCE | Germany | [6 empty] | 2326 | S-2326-0004-A-23-3571-00263591-N | 11120 | 9258 | 5 | 843 | 250 | 176 | 11744-2400-23 | 22727583 | 732690 | N | N
Polo | Braden-Europe B.V. HEERLEN | TPMC | [ID 1066] - Panel de acùstica K2.11, K2.12, K2.13, K2.14, K2.15 | [ID 1066] - Silencer panels K2.5, K2.6, K2.7, K2.10, K2.11 | [ID 1904] - Taladradora 5,7 x 60/31 mm | [ID 1904] - Drill 5,7 x 60/31 mm | 3571 | 23MBR305 | Stack+Diffusor+Diverter | 15 | PCE | Germany | [6 empty] | 2326 | S-2326-0004-A-23-3571-00263591-N | 11120 | 9258 | 1 | 843 | 250 | 176 | 11744-2400-23 | 22727584 | 820750 | N | N
Polo | Braden-Europe B.V. HEERLEN | TPMC | [ID 1065] - Panel de acùstica K2.6, K2.7, K2.8, K2.9, K2.10 | [ID 1065] - Silencer panels K2.2, K2.3, K2.4, K2.9, K2.15 | [ID 1065] - Panel de acùstica K2.6, K2.7, K2.8, K2.9, K2.10 | [ID 1065] - Silencer panels K2.2, K2.3, K2.4, K2.9, K2.15 | 3571 | 23MBR305 | Stack+Diffusor+Diverter | 5 | PCE | Germany | [6 empty] | 2326 | S-2326-0005-A-23-3571-00263591-N | 13240 | 9650 | 9650 | 820 | 279 | 310 | 11744-2400-23 | 22727564 | 732690 | N | N
Polo | Braden-Europe B.V. HEERLEN | TPMC | [ID 1066] - Panel de acùstica K2.11, K2.12, K2.13, K2.14, K2.15 | [ID 1066] - Silencer panels K2.5, K2.6, K2.7, K2.10, K2.11 | [ID 1066] - Panel de acùstica K2.11, K2.12, K2.13, K2.14, K2.15 | [ID 1066] - Silencer panels K2.5, K2.6, K2.7, K2.10, K2.11 | 3571 | 23MBR305 | Stack+Diffusor+Diverter | 5 | PCE | Germany | [6 empty] | 2326 | S-2326-0006-A-23-3571-00263591-N | 13240 | 9650 | 9650 | 820 | 279 | 310 | 11744-2400-23 | 22727565 | 732690 | N | N
Polo | Braden-Europe B.V. HEERLEN | TPMC | [ID 1064] - Panel de acùstica K2.1, K2.2, K2.3, K2.4, K2.5 | [ID 1064] - Silencer panels K2.1, K2.8, K2.12, K2.13, K2.14 | [ID 1064] - Panel de acùstica K2.1, K2.2, K2.3, K2.4, K2.5 | [ID 1064] - Silencer panels K2.1, K2.8, K2.12, K2.13, K2.14 | 3571 | 23MBR305 | Stack+Diffusor+Diverter | 5 | PCE | Germany | [6 empty] | 2326 | S-2326-0007-A-23-3571-00263591-N | 13240 | 9650 | 9650 | 820 | 279 | 310 | 11744-2400-23 | 22727563 | 732690 | N | N
Polo | Braden-Europe B.V. HEERLEN | TPMC | Pieza del Difusor | Diffusor parts | Manta aislante | Matress | 3571 | 23MBR305 | Stack+Diffusor+Diverter | 1 | PCE | Czechia |  | 23MBR |  |  |  |  | 2327 | S-2327-0001-C-23-3571-00263591-N | 985 | 729.7 | 11.9 | 220 | 178 | 176 | 11744-4023 | 22150067 | 701931 | N | N
Polo | Braden-Europe B.V. HEERLEN | TPMC | Pieza del Difusor | Diffusor parts | Manta aislante | Matress | 3571 | 23MBR305 | Stack+Diffusor+Diverter | 1 | PCE | Czechia |  | 23MBR |  |  |  |  | 2327 | S-2327-0001-C-23-3571-00263591-N | 985 | 729.7 | 12.1 | 220 | 178 | 176 | 11744-4023 | 22150076 | 701931 | N | N
Polo | Braden-Europe B.V. HEERLEN | TPMC | Pieza del Difusor | Diffusor parts | Manta aislante | Matress | 3571 | 23MBR305 | Stack+Diffusor+Diverter | 1 | PCE | Czechia |  | 23MBR |  |  |  |  | 2327 | S-2327-0001-C-23-3571-00263591-N | 985 | 729.7 | 12.5 | 220 | 178 | 176 | 11744-4023 | 22150068 | 701931 | N | N
Polo | Braden-Europe B.V. HEERLEN | TPMC | Pieza del Difusor | Diffusor parts | Manta aislante | Matress | 3571 | 23MBR305 | Stack+Diffusor+Diverter | 1 | PCE | Czechia |  | 23MBR |  |  |  |  | 2327 | S-2327-0001-C-23-3571-00263591-N | 985 | 729.7 | 11.7 | 220 | 178 | 176 | 11744-4023 | 22150069 | 701931 | N | N
Polo | Braden-Europe B.V. HEERLEN | TPMC | Pieza del Difusor | Diffusor parts | Manta aislante | Matress | 3571 | 23MBR305 | Stack+Diffusor+Diverter | 1 | PCE | Czechia |  | 23MBR |  |  |  |  | 2327 | S-2327-0001-C-23-3571-00263591-N | 985 | 729.7 | 6.1 | 220 | 178 | 176 | 11744-4023 | 22150070 | 701931 | N | N
Polo | Braden-Europe B.V. HEERLEN | TPMC | Pieza del Difusor | Diffusor parts | Manta aislante | Matress | 3571 | 23MBR305 | Stack+Diffusor+Diverter | 1 | PCE | Czechia |  | 23MBR |  |  |  |  | 2327 | S-2327-0001-C-23-3571-00263591-N | 985 | 729.7 | 32.8 | 220 | 178 | 176 | 11744-4023 | 22150077 | 701931 | N | N
Polo | Braden-Europe B.V. HEERLEN | TPMC | Pieza del Difusor | Diffusor parts | Manta aislante | Matress | 3571 | 23MBR305 | Stack+Diffusor+Diverter | 1 | PCE | Czechia |  | 23MBR |  |  |  |  | 2327 | S-2327-0001-C-23-3571-00263591-N | 985 | 729.7 | 25.4 | 220 | 178 | 176 | 11744-4023 | 22150078 | 701931 | N | N
Polo | Braden-Europe B.V. HEERLEN | TPMC | Pieza del Difusor | Diffusor parts | Manta aislante | Matress | 3571 | 23MBR305 | Stack+Diffusor+Diverter | 1 | PCE | Czechia |  | 23MBR |  |  |  |  | 2327 | S-2327-0001-C-23-3571-00263591-N | 985 | 729.7 | 26.3 | 220 | 178 | 176 | 11744-4023 | 22150079 | 701931 | N | N
Polo | Braden-Europe B.V. HEERLEN | TPMC | Pieza del Difusor | Diffusor parts | Manta aislante | Matress | 3571 | 23MBR305 | Stack+Diffusor+Diverter | 1 | PCE | Czechia |  | 23MBR |  |  |  |  | 2327 | S-2327-0001-C-23-3571-00263591-N | 985 | 729.7 | 6.3 | 220 | 178 | 176 | 11744-4023 | 22150071 | 701931 | N | N
Polo | Braden-Europe B.V. HEERLEN | TPMC | Pieza del Difusor | Diffusor parts | Manta aislante | Matress | 3571 | 23MBR305 | Stack+Diffusor+Diverter | 1 | PCE | Czechia |  | 23MBR |  |  |  |  | 2327 | S-2327-0001-C-23-3571-00263591-N | 985 | 729.7 | 26.6 | 220 | 178 | 176 | 11744-4023 | 22150080 | 701931 | N | N
Polo | Braden-Europe B.V. HEERLEN | TPMC | Pieza del Difusor | Diffusor parts | Manta aislante | Matress | 3571 | 23MBR305 | Stack+Diffusor+Diverter | 1 | PCE | Czechia |  | 23MBR |  |  |  |  | 2327 | S-2327-0001-C-23-3571-00263591-N | 985 | 729.7 | 26.1 | 220 | 178 | 176 | 11744-4023 | 22150081 | 701931 | N | N
Polo | Braden-Europe B.V. HEERLEN | TPMC | Pieza del Difusor | Diffusor parts | Manta aislante | Matress | 3571 | 23MBR305 | Stack+Diffusor+Diverter | 1 | PCE | Czechia |  | 23MBR |  |  |  |  | 2327 | S-2327-0001-C-23-3571-00263591-N | 985 | 729.7 | 25.6 | 220 | 178 | 176 | 11744-4023 | 22150082 | 701931 | N | N
Polo | Braden-Europe B.V. HEERLEN | TPMC | Pieza del Difusor | Diffusor parts | Manta aislante | Matress | 3571 | 23MBR305 | Stack+Diffusor+Diverter | 1 | PCE | Czechia |  | 23MBR |  |  |  |  | 2327 | S-2327-0001-C-23-3571-00263591-N | 985 | 729.7 | 25.8 | 220 | 178 | 176 | 11744-4023 | 22150083 | 701931 | N | N
Polo | Braden-Europe B.V. HEERLEN | TPMC | Pieza del Difusor | Diffusor parts | Manta aislante | Matress | 3571 | 23MBR305 | Stack+Diffusor+Diverter | 1 | PCE | Czechia |  | 23MBR |  |  |  |  | 2327 | S-2327-0001-C-23-3571-00263591-N | 985 | 729.7 | 26.2 | 220 | 178 | 176 | 11744-4023 | 22150084 | 701931 | N | N
Polo | Braden-Europe B.V. HEERLEN | TPMC | Pieza del Difusor | Diffusor parts | Manta aislante | Matress | 3571 | 23MBR305 | Stack+Diffusor+Diverter | 1 | PCE | Czechia |  | 23MBR |  |  |  |  | 2327 | S-2327-0001-C-23-3571-00263591-N | 985 | 729.7 | 25.7 | 220 | 178 | 176 | 11744-4023 | 22150085 | 701931 | N | N
Polo | Braden-Europe B.V. HEERLEN | TPMC | Pieza del Difusor | Diffusor parts | Manta aislante | Matress | 3571 | 23MBR305 | Stack+Diffusor+Diverter | 1 | PCE | Czechia |  | 23MBR |  |  |  |  | 2327 | S-2327-0001-C-23-3571-00263591-N | 985 | 729.7 | 22.6 | 220 | 178 | 176 | 11744-4023 | 22150086 | 701931 | N | N
Polo | Braden-Europe B.V. HEERLEN | TPMC | Pieza del Difusor | Diffusor parts | Manta aislante | Matress | 3571 | 23MBR305 | Stack+Diffusor+Diverter | 1 | PCE | Czechia |  | 23MBR |  |  |  |  | 2327 | S-2327-0001-C-23-3571-00263591-N | 985 | 729.7 | 13.4 | 220 | 178 | 176 | 11744-4023 | 22150087 | 701931 | N | N
Polo | Braden-Europe B.V. HEERLEN | TPMC | Pieza del Difusor | Diffusor parts | Manta aislante | Matress | 3571 | 23MBR305 | Stack+Diffusor+Diverter | 1 | PCE | Czechia |  | 23MBR |  |  |  |  | 2327 | S-2327-0001-C-23-3571-00263591-N | 985 | 729.7 | 25.8 | 220 | 178 | 176 | 11744-4023 | 22150088 | 701931 | N | N
Polo | Braden-Europe B.V. HEERLEN | TPMC | Pieza del Difusor | Diffusor parts | Manta aislante | Matress | 3571 | 23MBR305 | Stack+Diffusor+Diverter | 1 | PCE | Czechia |  | 23MBR |  |  |  |  | 2327 | S-2327-0001-C-23-3571-00263591-N | 985 | 729.7 | 25.4 | 220 | 178 | 176 | 11744-4023 | 22150089 | 701931 | N | N
Polo | Braden-Europe B.V. HEERLEN | TPMC | Pieza del Difusor | Diffusor parts | Manta aislante | Matress | 3571 | 23MBR305 | Stack+Diffusor+Diverter | 1 | PCE | Czechia |  | 23MBR |  |  |  |  | 2327 | S-2327-0001-C-23-3571-00263591-N | 985 | 729.7 | 6.4 | 220 | 178 | 176 | 11744-4023 | 22150072 | 701931 | N | N
Polo | Braden-Europe B.V. HEERLEN | TPMC | Pieza del Difusor | Diffusor parts | Manta aislante | Matress | 3571 | 23MBR305 | Stack+Diffusor+Diverter | 1 | PCE | Czechia |  | 23MBR |  |  |  |  | 2327 | S-2327-0001-C-23-3571-00263591-N | 985 | 729.7 | 26.9 | 220 | 178 | 176 | 11744-4023 | 22150090 | 701931 | N | N
Polo | Braden-Europe B.V. HEERLEN | TPMC | Pieza del Difusor | Diffusor parts | Manta aislante | Matress | 3571 | 23MBR305 | Stack+Diffusor+Diverter | 1 | PCE | Czechia |  | 23MBR |  |  |  |  | 2327 | S-2327-0001-C-23-3571-00263591-N | 985 | 729.7 | 25 | 220 | 178 | 176 | 11744-4023 | 22150091 | 701931 | N | N
Polo | Braden-Europe B.V. HEERLEN | TPMC | Pieza del Difusor | Diffusor parts | Manta aislante | Matress | 3571 | 23MBR305 | Stack+Diffusor+Diverter | 1 | PCE | Czechia |  | 23MBR |  |  |  |  | 2327 | S-2327-0001-C-23-3571-00263591-N | 985 | 729.7 | 26.5 | 220 | 178 | 176 | 11744-4023 | 22150092 | 701931 | N | N
Polo | Braden-Europe B.V. HEERLEN | TPMC | Pieza del Difusor | Diffusor parts | Manta aislante | Matress | 3571 | 23MBR305 | Stack+Diffusor+Diverter | 1 | PCE | Czechia |  | 23MBR |  |  |  |  | 2327 | S-2327-0001-C-23-3571-00263591-N | 985 | 729.7 | 26.2 | 220 | 178 | 176 | 11744-4023 | 22150093 | 701931 | N | N
Polo | Braden-Europe B.V. HEERLEN | TPMC | Pieza del Difusor | Diffusor parts | Manta aislante | Matress | 3571 | 23MBR305 | Stack+Diffusor+Diverter | 1 | PCE | Czechia |  | 23MBR |  |  |  |  | 2327 | S-2327-0001-C-23-3571-00263591-N | 985 | 729.7 | 26.1 | 220 | 178 | 176 | 11744-4023 | 22150094 | 701931 | N | N
Polo | Braden-Europe B.V. HEERLEN | TPMC | Pieza del Difusor | Diffusor parts | Manta aislante | Matress | 3571 | 23MBR305 | Stack+Diffusor+Diverter | 1 | PCE | Czechia |  | 23MBR |  |  |  |  | 2327 | S-2327-0001-C-23-3571-00263591-N | 985 | 729.7 | 26.2 | 220 | 178 | 176 | 11744-4023 | 22150095 | 701931 | N | N
Polo | Braden-Europe B.V. HEERLEN | TPMC | Pieza del Difusor | Diffusor parts | Manta aislante | Matress | 3571 | 23MBR305 | Stack+Diffusor+Diverter | 1 | PCE | Czechia |  | 23MBR |  |  |  |  | 2327 | S-2327-0001-C-23-3571-00263591-N | 985 | 729.7 | 24.7 | 220 | 178 | 176 | 11744-4023 | 22150096 | 701931 | N | N
Polo | Braden-Europe B.V. HEERLEN | TPMC | Pieza del Difusor | Diffusor parts | Manta aislante | Matress | 3571 | 23MBR305 | Stack+Diffusor+Diverter | 1 | PCE | Czechia |  | 23MBR |  |  |  |  | 2327 | S-2327-0001-C-23-3571-00263591-N | 985 | 729.7 | 6.3 | 220 | 178 | 176 | 11744-4023 | 22150073 | 701931 | N | N
Polo | Braden-Europe B.V. HEERLEN | TPMC | Pieza del Difusor | Diffusor parts | SOPORTE | Support | 3571 | 23MBR305 | Stack+Diffusor+Diverter | 36 | PCE | Czechia |  | 23MBR |  |  |  |  | 2327 | S-2327-0001-C-23-3571-00263591-N | 985 | 729.7 | 75.6 | 220 | 178 | 176 | 11744-4023 | 22150097 | 730890 | N | N
Polo | Braden-Europe B.V. HEERLEN | TPMC | Pieza del Difusor | Diffusor parts | SOPORTE | Support | 3571 | 23MBR305 | Stack+Diffusor+Diverter | 4 | PCE | Czechia |  | 23MBR |  |  |  |  | 2327 | S-2327-0001-C-23-3571-00263591-N | 985 | 729.7 | 8.8 | 220 | 178 | 176 | 11744-4023 | 22150098 | 730890 | N | N
Polo | Braden-Europe B.V. HEERLEN | TPMC | Pieza del Difusor | Diffusor parts | SOPORTE | Support | 3571 | 23MBR305 | Stack+Diffusor+Diverter | 10 | PCE | Czechia |  | 23MBR |  |  |  |  | 2327 | S-2327-0001-C-23-3571-00263591-N | 985 | 729.7 | 3 | 220 | 178 | 176 | 11744-4023 | 22150099 | 730890 | N | N
Polo | Braden-Europe B.V. HEERLEN | TPMC | Pieza del Difusor | Diffusor parts | Manta aislante | Matress | 3571 | 23MBR305 | Stack+Diffusor+Diverter | 1 | PCE | Czechia |  | 23MBR |  |  |  |  | 2327 | S-2327-0001-C-23-3571-00263591-N | 985 | 729.7 | 12.6 | 220 | 178 | 176 | 11744-4023 | 22150074 | 701931 | N | N
Polo | Braden-Europe B.V. HEERLEN | TPMC | Pieza del Difusor | Diffusor parts | SOPORTE | Support | 3571 | 23MBR305 | Stack+Diffusor+Diverter | 12 | PCE | Czechia |  | 23MBR |  |  |  |  | 2327 | S-2327-0001-C-23-3571-00263591-N | 985 | 729.7 | 4.8 | 220 | 178 | 176 | 11744-4023 | 22150100 | 730890 | N | N
Polo | Braden-Europe B.V. HEERLEN | TPMC | Pieza del Difusor | Diffusor parts | Gato hidráulico | Jack Tension | 3571 | 23MBR305 | Stack+Diffusor+Diverter | 1 | PCE | Czechia |  | 23MBR |  |  |  |  | 2327 | S-2327-0001-C-23-3571-00263591-N | 985 | 729.7 | 1.4 | 220 | 178 | 176 | 11744-4023 | 22150101 | 820730 | N | N
Polo | Braden-Europe B.V. HEERLEN | TPMC | Pieza del Difusor | Diffusor parts | Pasadores de aislamiento de 140 mm | Insulation Pins 140mm | 3571 | 23MBR305 | Stack+Diffusor+Diverter | 10 | PCE | Czechia |  | 23MBR |  |  |  |  | 2327 | S-2327-0001-C-23-3571-00263591-N | 985 | 729.7 | 0.7 | 220 | 178 | 176 | 11744-4023 | 22150102 | 731700 | N | N
Polo | Braden-Europe B.V. HEERLEN | TPMC | Pieza del Difusor | Diffusor parts | Tapas | dome caps | 3571 | 23MBR305 | Stack+Diffusor+Diverter | 10 | PCE | Czechia |  | 23MBR |  |  |  |  | 2327 | S-2327-0001-C-23-3571-00263591-N | 985 | 729.7 | 0.2 | 220 | 178 | 176 | 11744-4023 | 22150103 | 731700 | N | N
Polo | Braden-Europe B.V. HEERLEN | TPMC | Pieza del Difusor | Diffusor parts | BANDA DE ACERO INOXIDABLE 0,5 x 19mm | stainless steel band 0,5 x 19mm | 3571 | 23MBR305 | Stack+Diffusor+Diverter | 300 | PCE | Czechia |  | 23MBR |  |  |  |  | 2327 | S-2327-0001-C-23-3571-00263591-N | 985 | 729.7 | 28 | 220 | 178 | 176 | 11744-4023 | 22150104 | 722012 | N | N
Polo | Braden-Europe B.V. HEERLEN | TPMC | Pieza del Difusor | Diffusor parts | CLAVIA DE ACERO INOXIDABLE 3/4" C-156 | stainless steel clips 3/4" C-156 | 3571 | 23MBR305 | Stack+Diffusor+Diverter | 25 | PCE | Czechia |  | 23MBR |  |  |  |  | 2327 | S-2327-0001-C-23-3571-00263591-N | 985 | 729.7 | 0.3 | 220 | 178 | 176 | 11744-4023 | 22150105 | 731700 | N | N
Polo | Braden-Europe B.V. HEERLEN | TPMC | Pieza del Difusor | Diffusor parts | TORNILLO M10 x 20mm | stainless steel screws M10 x 20mm | 3571 | 23MBR305 | Stack+Diffusor+Diverter | 20 | PCE | Czechia |  | 23MBR |  |  |  |  | 2327 | S-2327-0001-C-23-3571-00263591-N | 985 | 729.7 | 0.15 | 220 | 178 | 176 | 11744-4023 | 22150106 | 731700 | N | N
Polo | Braden-Europe B.V. HEERLEN | TPMC | Pieza del Difusor | Diffusor parts | TUERCA M10 | stainless steel nuts M10 | 3571 | 23MBR305 | Stack+Diffusor+Diverter | 20 | PCE | Czechia |  | 23MBR |  |  |  |  | 2327 | S-2327-0001-C-23-3571-00263591-N | 985 | 729.7 | 0.1 | 220 | 178 | 176 | 11744-4023 | 22150107 | 731816 | N | N
Polo | Braden-Europe B.V. HEERLEN | TPMC | Pieza del Difusor | Diffusor parts | ARANDELA Nordlock 10,5mm | Nordlock 10,5mm | 3571 | 23MBR305 | Stack+Diffusor+Diverter | 20 | PCE | Czechia |  | 23MBR |  |  |  |  | 2327 | S-2327-0001-C-23-3571-00263591-N | 985 | 729.7 | 0.1 | 220 | 178 | 176 | 11744-4023 | 22150108 | 722300 | N | N
Polo | Braden-Europe B.V. HEERLEN | TPMC | Pieza del Difusor | Diffusor parts | Manta aislante | Matress | 3571 | 23MBR305 | Stack+Diffusor+Diverter | 1 | PCE | Czechia |  | 23MBR |  |  |  |  | 2327 | S-2327-0001-C-23-3571-00263591-N | 985 | 729.7 | 11.3 | 220 | 178 | 176 | 11744-4023 | 22150075 | 701931 | N | N
Polo | Braden-Europe B.V. HEERLEN | TPMC | Pieza del Difusor | Diffusor parts | TORNILLO M5 | stainless steel screws M5 | 3571 | 23MBR305 | Stack+Diffusor+Diverter | 10 | PCE | Czechia |  | 23MBR |  |  |  |  | 2327 | S-2327-0001-C-23-3571-00263591-N | 985 | 729.7 | 0.05 | 220 | 178 | 176 | 11744-4023 | 22150109 | 731700 | N | N
Polo | Braden-Europe B.V. HEERLEN | TPMC | Pieza del Difusor | Diffusor parts | Manta aislante | Mattress | 3571 | 23MBR305 | Stack+Diffusor+Diverter | 1 | PCE | Czechia |  | 23MBR |  |  |  |  | 2327 | S-2327-0002-C-23-3571-00263591-N | 504 | 283.5 | 11.3 | 208 | 208 | 116 | 11744-4023 | 22150130 | 701931 | N | N
Polo | Braden-Europe B.V. HEERLEN | TPMC | Pieza del Difusor | Diffusor parts | Manta aislante | Mattress | 3571 | 23MBR305 | Stack+Diffusor+Diverter | 1 | PCE | Czechia |  | 23MBR |  |  |  |  | 2327 | S-2327-0002-C-23-3571-00263591-N | 504 | 283.5 | 12.8 | 208 | 208 | 116 | 11744-4023 | 22150131 | 701931 | N | N
Polo | Braden-Europe B.V. HEERLEN | TPMC | Pieza del Difusor | Diffusor parts | Manta aislante | Mattress | 3571 | 23MBR305 | Stack+Diffusor+Diverter | 1 | PCE | Czechia |  | 23MBR |  |  |  |  | 2327 | S-2327-0002-C-23-3571-00263591-N | 504 | 283.5 | 13.4 | 208 | 208 | 116 | 11744-4023 | 22150132 | 701931 | N | N
Polo | Braden-Europe B.V. HEERLEN | TPMC | Pieza del Difusor | Diffusor parts | Manta aislante | Mattress | 3571 | 23MBR305 | Stack+Diffusor+Diverter | 1 | PCE | Czechia |  | 23MBR |  |  |  |  | 2327 | S-2327-0002-C-23-3571-00263591-N | 504 | 283.5 | 12.9 | 208 | 208 | 116 | 11744-4023 | 22150133 | 701931 | N | N
Polo | Braden-Europe B.V. HEERLEN | TPMC | Pieza del Difusor | Diffusor parts | Manta aislante | Mattress | 3571 | 23MBR305 | Stack+Diffusor+Diverter | 1 | PCE | Czechia |  | 23MBR |  |  |  |  | 2327 | S-2327-0002-C-23-3571-00263591-N | 504 | 283.5 | 13.7 | 208 | 208 | 116 | 11744-4023 | 22150134 | 701931 | N | N
Polo | Braden-Europe B.V. HEERLEN | TPMC | Pieza del Difusor | Diffusor parts | Manta aislante | Mattress | 3571 | 23MBR305 | Stack+Diffusor+Diverter | 1 | PCE | Czechia |  | 23MBR |  |  |  |  | 2327 | S-2327-0002-C-23-3571-00263591-N | 504 | 283.5 | 13.9 | 208 | 208 | 116 | 11744-4023 | 22150135 | 701931 | N | N
Polo | Braden-Europe B.V. HEERLEN | TPMC | Pieza del Difusor | Diffusor parts | Manta aislante | Mattress | 3571 | 23MBR305 | Stack+Diffusor+Diverter | 1 | PCE | Czechia |  | 23MBR |  |  |  |  | 2327 | S-2327-0002-C-23-3571-00263591-N | 504 | 283.5 | 13.7 | 208 | 208 | 116 | 11744-4023 | 22150136 | 701931 | N | N
Polo | Braden-Europe B.V. HEERLEN | TPMC | Pieza del Difusor | Diffusor parts | Manta aislante | Mattress | 3571 | 23MBR305 | Stack+Diffusor+Diverter | 1 | PCE | Czechia |  | 23MBR |  |  |  |  | 2327 | S-2327-0002-C-23-3571-00263591-N | 504 | 283.5 | 13.7 | 208 | 208 | 116 | 11744-4023 | 22150137 | 701931 | N | N
Polo | Braden-Europe B.V. HEERLEN | TPMC | Pieza del Difusor | Diffusor parts | Manta aislante | Mattress | 3571 | 23MBR305 | Stack+Diffusor+Diverter | 1 | PCE | Czechia |  | 23MBR |  |  |  |  | 2327 | S-2327-0002-C-23-3571-00263591-N | 504 | 283.5 | 15.3 | 208 | 208 | 116 | 11744-4023 | 22150138 | 701931 | N | N
Polo | Braden-Europe B.V. HEERLEN | TPMC | Pieza del Difusor | Diffusor parts | Manta aislante | Mattress | 3571 | 23MBR305 | Stack+Diffusor+Diverter | 1 | PCE | Czechia |  | 23MBR |  |  |  |  | 2327 | S-2327-0002-C-23-3571-00263591-N | 504 | 283.5 | 15.1 | 208 | 208 | 116 | 11744-4023 | 22150139 | 701931 | N | N
Polo | Braden-Europe B.V. HEERLEN | TPMC | Pieza del Difusor | Diffusor parts | Manta aislante | Mattress | 3571 | 23MBR305 | Stack+Diffusor+Diverter | 1 | PCE | Czechia |  | 23MBR |  |  |  |  | 2327 | S-2327-0002-C-23-3571-00263591-N | 504 | 283.5 | 10 | 208 | 208 | 116 | 11744-4023 | 22150140 | 701931 | N | N
Polo | Braden-Europe B.V. HEERLEN | TPMC | Pieza del Difusor | Diffusor parts | Manta aislante | Mattress | 3571 | 23MBR305 | Stack+Diffusor+Diverter | 1 | PCE | Czechia |  | 23MBR |  |  |  |  | 2327 | S-2327-0002-C-23-3571-00263591-N | 504 | 283.5 | 9.8 | 208 | 208 | 116 | 11744-4023 | 22150141 | 701931 | N | N
Polo | Braden-Europe B.V. HEERLEN | TPMC | Pieza del Difusor | Diffusor parts | Manta aislante | Mattress | 3571 | 23MBR305 | Stack+Diffusor+Diverter | 1 | PCE | Czechia |  | 23MBR |  |  |  |  | 2327 | S-2327-0002-C-23-3571-00263591-N | 504 | 283.5 | 9.4 | 208 | 208 | 116 | 11744-4023 | 22150142 | 701931 | N | N
Polo | Braden-Europe B.V. HEERLEN | TPMC | Pieza del Difusor | Diffusor parts | Manta aislante | Mattress | 3571 | 23MBR305 | Stack+Diffusor+Diverter | 1 | PCE | Czechia |  | 23MBR |  |  |  |  | 2327 | S-2327-0002-C-23-3571-00263591-N | 504 | 283.5 | 9.4 | 208 | 208 | 116 | 11744-4023 | 22150143 | 701931 | N | N
Polo | Braden-Europe B.V. HEERLEN | TPMC | Pieza del Difusor | Diffusor parts | Manta aislante | Mattress | 3571 | 23MBR305 | Stack+Diffusor+Diverter | 1 | PCE | Czechia |  | 23MBR |  |  |  |  | 2327 | S-2327-0002-C-23-3571-00263591-N | 504 | 283.5 | 9.3 | 208 | 208 | 116 | 11744-4023 | 22150144 | 701931 | N | N
Polo | Braden-Europe B.V. HEERLEN | TPMC | Pieza del Difusor | Diffusor parts | Manta aislante | Mattress | 3571 | 23MBR305 | Stack+Diffusor+Diverter | 1 | PCE | Czechia |  | 23MBR |  |  |  |  | 2327 | S-2327-0002-C-23-3571-00263591-N | 504 | 283.5 | 8.9 | 208 | 208 | 116 | 11744-4023 | 22150145 | 701931 | N | N
Polo | Braden-Europe B.V. HEERLEN | TPMC | Pieza del Difusor | Diffusor parts | Manta aislante | Mattress | 3571 | 23MBR305 | Stack+Diffusor+Diverter | 1 | PCE | Czechia |  | 23MBR |  |  |  |  | 2327 | S-2327-0002-C-23-3571-00263591-N | 504 | 283.5 | 4.1 | 208 | 208 | 116 | 11744-4023 | 22150146 | 701931 | N | N
Polo | Braden-Europe B.V. HEERLEN | TPMC | Pieza del Difusor | Diffusor parts | Manta aislante | Mattress | 3571 | 23MBR305 | Stack+Diffusor+Diverter | 1 | PCE | Czechia |  | 23MBR |  |  |  |  | 2327 | S-2327-0002-C-23-3571-00263591-N | 504 | 283.5 | 3.9 | 208 | 208 | 116 | 11744-4023 | 22150147 | 701931 | N | N
Polo | Braden-Europe B.V. HEERLEN | TPMC | Pieza del Difusor | Diffusor parts | Manta aislante | Mattress | 3571 | 23MBR305 | Stack+Diffusor+Diverter | 1 | PCE | Czechia |  | 23MBR |  |  |  |  | 2327 | S-2327-0002-C-23-3571-00263591-N | 504 | 283.5 | 3.8 | 208 | 208 | 116 | 11744-4023 | 22150148 | 701931 | N | N
Polo | Braden-Europe B.V. HEERLEN | TPMC | Pieza del Difusor | Diffusor parts | Manta aislante | Mattress | 3571 | 23MBR305 | Stack+Diffusor+Diverter | 1 | PCE | Czechia |  | 23MBR |  |  |  |  | 2327 | S-2327-0002-C-23-3571-00263591-N | 504 | 283.5 | 4 | 208 | 208 | 116 | 11744-4023 | 22150149 | 701931 | N | N
Polo | Braden-Europe B.V. HEERLEN | TPMC | Pieza del Difusor | Diffusor parts | Manta aislante | Mattress | 3571 | 23MBR305 | Stack+Diffusor+Diverter | 1 | PCE | Czechia |  | 23MBR |  |  |  |  | 2327 | S-2327-0002-C-23-3571-00263591-N | 504 | 283.5 | 3.9 | 208 | 208 | 116 | 11744-4023 | 22150150 | 701931 | N | N
Polo | Braden-Europe B.V. HEERLEN | TPMC | Pieza del Difusor | Diffusor parts | Manta aislante | Mattress | 3571 | 23MBR305 | Stack+Diffusor+Diverter | 1 | PCE | Czechia |  | 23MBR |  |  |  |  | 2327 | S-2327-0002-C-23-3571-00263591-N | 504 | 283.5 | 3.9 | 208 | 208 | 116 | 11744-4023 | 22150151 | 701931 | N | N
Polo | Braden-Europe B.V. HEERLEN | TPMC | Pieza del Difusor | Diffusor parts | Manta aislante | Mattress | 3571 | 23MBR305 | Stack+Diffusor+Diverter | 1 | PCE | Czechia |  | 23MBR |  |  |  |  | 2327 | S-2327-0002-C-23-3571-00263591-N | 504 | 283.5 | 4.1 | 208 | 208 | 116 | 11744-4023 | 22150152 | 701931 | N | N
Polo | Braden-Europe B.V. HEERLEN | TPMC | Pieza del Difusor | Diffusor parts | Manta aislante | Mattress | 3571 | 23MBR305 | Stack+Diffusor+Diverter | 1 | PCE | Czechia |  | 23MBR |  |  |  |  | 2327 | S-2327-0002-C-23-3571-00263591-N | 504 | 283.5 | 4.1 | 208 | 208 | 116 | 11744-4023 | 22150153 | 701931 | N | N
Polo | Braden-Europe B.V. HEERLEN | TPMC | Pieza del Difusor | Diffusor parts | Manta aislante | Mattress | 3571 | 23MBR305 | Stack+Diffusor+Diverter | 1 | PCE | Czechia |  | 23MBR |  |  |  |  | 2327 | S-2327-0002-C-23-3571-00263591-N | 504 | 283.5 | 4 | 208 | 208 | 116 | 11744-4023 | 22150154 | 701931 | N | N
Polo | Braden-Europe B.V. HEERLEN | TPMC | Pieza del Difusor | Diffusor parts | Manta aislante | Mattress | 3571 | 23MBR305 | Stack+Diffusor+Diverter | 1 | PCE | Czechia |  | 23MBR |  |  |  |  | 2327 | S-2327-0002-C-23-3571-00263591-N | 504 | 283.5 | 3.9 | 208 | 208 | 116 | 11744-4023 | 22150155 | 701931 | N | N
Polo | Braden-Europe B.V. HEERLEN | TPMC | Pieza del Difusor | Diffusor parts | ESCALERA | runningboard | 3571 | 23MBR305 | Stack+Diffusor+Diverter | 16 | PCE | Czechia |  | 23MBR |  |  |  |  | 2327 | S-2327-0002-C-23-3571-00263591-N | 504 | 283.5 | 51.2 | 208 | 208 | 116 | 11744-4023 | 22150156 | 761090 | N | N
Polo | Braden-Europe B.V. HEERLEN | TPMC | Pieza del Difusor | Diffusor parts | Manta aislante | Mattress | 3571 | 23MBR305 | Stack+Diffusor+Diverter | 1 | PCE | Czechia |  | 23MBR |  |  |  |  | 2327 | S-2327-0003-C-23-3571-00263591-N | 843 | 587.6 | 32.5 | 220 | 178 | 176 | 11744-4023 | 22150110 | 701931 | N | N
Polo | Braden-Europe B.V. HEERLEN | TPMC | Pieza del Difusor | Diffusor parts | Manta aislante | Mattress | 3571 | 23MBR305 | Stack+Diffusor+Diverter | 1 | PCE | Czechia |  | 23MBR |  |  |  |  | 2327 | S-2327-0003-C-23-3571-00263591-N | 843 | 587.6 | 29.8 | 220 | 178 | 176 | 11744-4023 | 22150111 | 701931 | N | N
Polo | Braden-Europe B.V. HEERLEN | TPMC | Pieza del Difusor | Diffusor parts | Manta aislante | Mattress | 3571 | 23MBR305 | Stack+Diffusor+Diverter | 1 | PCE | Czechia |  | 23MBR |  |  |  |  | 2327 | S-2327-0003-C-23-3571-00263591-N | 843 | 587.6 | 29.6 | 220 | 178 | 176 | 11744-4023 | 22150112 | 701931 | N | N
Polo | Braden-Europe B.V. HEERLEN | TPMC | Pieza del Difusor | Diffusor parts | Manta aislante | Mattress | 3571 | 23MBR305 | Stack+Diffusor+Diverter | 1 | PCE | Czechia |  | 23MBR |  |  |  |  | 2327 | S-2327-0003-C-23-3571-00263591-N | 843 | 587.6 | 29.5 | 220 | 178 | 176 | 11744-4023 | 22150113 | 701931 | N | N
Polo | Braden-Europe B.V. HEERLEN | TPMC | Pieza del Difusor | Diffusor parts | Manta aislante | Mattress | 3571 | 23MBR305 | Stack+Diffusor+Diverter | 1 | PCE | Czechia |  | 23MBR |  |  |  |  | 2327 | S-2327-0003-C-23-3571-00263591-N | 843 | 587.6 | 28.6 | 220 | 178 | 176 | 11744-4023 | 22150114 | 701931 | N | N
Polo | Braden-Europe B.V. HEERLEN | TPMC | Pieza del Difusor | Diffusor parts | Manta aislante | Mattress | 3571 | 23MBR305 | Stack+Diffusor+Diverter | 1 | PCE | Czechia |  | 23MBR |  |  |  |  | 2327 | S-2327-0003-C-23-3571-00263591-N | 843 | 587.6 | 29.7 | 220 | 178 | 176 | 11744-4023 | 22150115 | 701931 | N | N
Polo | Braden-Europe B.V. HEERLEN | TPMC | Pieza del Difusor | Diffusor parts | Manta aislante | Mattress | 3571 | 23MBR305 | Stack+Diffusor+Diverter | 1 | PCE | Czechia |  | 23MBR |  |  |  |  | 2327 | S-2327-0003-C-23-3571-00263591-N | 843 | 587.6 | 30 | 220 | 178 | 176 | 11744-4023 | 22150116 | 701931 | N | N
Polo | Braden-Europe B.V. HEERLEN | TPMC | Pieza del Difusor | Diffusor parts | Manta aislante | Mattress | 3571 | 23MBR305 | Stack+Diffusor+Diverter | 1 | PCE | Czechia |  | 23MBR |  |  |  |  | 2327 | S-2327-0003-C-23-3571-00263591-N | 843 | 587.6 | 29.4 | 220 | 178 | 176 | 11744-4023 | 22150117 | 701931 | N | N
Polo | Braden-Europe B.V. HEERLEN | TPMC | Pieza del Difusor | Diffusor parts | Manta aislante | Mattress | 3571 | 23MBR305 | Stack+Diffusor+Diverter | 1 | PCE | Czechia |  | 23MBR |  |  |  |  | 2327 | S-2327-0003-C-23-3571-00263591-N | 843 | 587.6 | 30.2 | 220 | 178 | 176 | 11744-4023 | 22150118 | 701931 | N | N
Polo | Braden-Europe B.V. HEERLEN | TPMC | Pieza del Difusor | Diffusor parts | Manta aislante | Mattress | 3571 | 23MBR305 | Stack+Diffusor+Diverter | 1 | PCE | Czechia |  | 23MBR |  |  |  |  | 2327 | S-2327-0003-C-23-3571-00263591-N | 843 | 587.6 | 28.5 | 220 | 178 | 176 | 11744-4023 | 22150119 | 701931 | N | N
Polo | Braden-Europe B.V. HEERLEN | TPMC | Pieza del Difusor | Diffusor parts | Manta aislante | Mattress | 3571 | 23MBR305 | Stack+Diffusor+Diverter | 1 | PCE | Czechia |  | 23MBR |  |  |  |  | 2327 | S-2327-0003-C-23-3571-00263591-N | 843 | 587.6 | 25 | 220 | 178 | 176 | 11744-4023 | 22150120 | 701931 | N | N
Polo | Braden-Europe B.V. HEERLEN | TPMC | Pieza del Difusor | Diffusor parts | Manta aislante | Mattress | 3571 | 23MBR305 | Stack+Diffusor+Diverter | 1 | PCE | Czechia |  | 23MBR |  |  |  |  | 2327 | S-2327-0003-C-23-3571-00263591-N | 843 | 587.6 | 29 | 220 | 178 | 176 | 11744-4023 | 22150121 | 701931 | N | N
Polo | Braden-Europe B.V. HEERLEN | TPMC | Pieza del Difusor | Diffusor parts | Manta aislante | Mattress | 3571 | 23MBR305 | Stack+Diffusor+Diverter | 1 | PCE | Czechia |  | 23MBR |  |  |  |  | 2327 | S-2327-0003-C-23-3571-00263591-N | 843 | 587.6 | 30.4 | 220 | 178 | 176 | 11744-4023 | 22150122 | 701931 | N | N
Polo | Braden-Europe B.V. HEERLEN | TPMC | Pieza del Difusor | Diffusor parts | Manta aislante | Mattress | 3571 | 23MBR305 | Stack+Diffusor+Diverter | 1 | PCE | Czechia |  | 23MBR |  |  |  |  | 2327 | S-2327-0003-C-23-3571-00263591-N | 843 | 587.6 | 29.6 | 220 | 178 | 176 | 11744-4023 | 22150123 | 701931 | N | N
Polo | Braden-Europe B.V. HEERLEN | TPMC | Pieza del Difusor | Diffusor parts | Manta aislante | Mattress | 3571 | 23MBR305 | Stack+Diffusor+Diverter | 1 | PCE | Czechia |  | 23MBR |  |  |  |  | 2327 | S-2327-0003-C-23-3571-00263591-N | 843 | 587.6 | 28.3 | 220 | 178 | 176 | 11744-4023 | 22150124 | 701931 | N | N
Polo | Braden-Europe B.V. HEERLEN | TPMC | Pieza del Difusor | Diffusor parts | Manta aislante | Mattress | 3571 | 23MBR305 | Stack+Diffusor+Diverter | 1 | PCE | Czechia |  | 23MBR |  |  |  |  | 2327 | S-2327-0003-C-23-3571-00263591-N | 843 | 587.6 | 29.3 | 220 | 178 | 176 | 11744-4023 | 22150125 | 701931 | N | N
Polo | Braden-Europe B.V. HEERLEN | TPMC | Pieza del Difusor | Diffusor parts | Manta aislante | Mattress | 3571 | 23MBR305 | Stack+Diffusor+Diverter | 1 | PCE | Czechia |  | 23MBR |  |  |  |  | 2327 | S-2327-0003-C-23-3571-00263591-N | 843 | 587.6 | 29.6 | 220 | 178 | 176 | 11744-4023 | 22150126 | 701931 | N | N
Polo | Braden-Europe B.V. HEERLEN | TPMC | Pieza del Difusor | Diffusor parts | Manta aislante | Mattress | 3571 | 23MBR305 | Stack+Diffusor+Diverter | 1 | PCE | Czechia |  | 23MBR |  |  |  |  | 2327 | S-2327-0003-C-23-3571-00263591-N | 843 | 587.6 | 30.4 | 220 | 178 | 176 | 11744-4023 | 22150127 | 701931 | N | N
Polo | Braden-Europe B.V. HEERLEN | TPMC | Pieza del Difusor | Diffusor parts | Manta aislante | Mattress | 3571 | 23MBR305 | Stack+Diffusor+Diverter | 1 | PCE | Czechia |  | 23MBR |  |  |  |  | 2327 | S-2327-0003-C-23-3571-00263591-N | 843 | 587.6 | 29.6 | 220 | 178 | 176 | 11744-4023 | 22150128 | 701931 | N | N
Polo | Braden-Europe B.V. HEERLEN | TPMC | Pieza del Difusor | Diffusor parts | Manta aislante | Mattress | 3571 | 23MBR305 | Stack+Diffusor+Diverter | 1 | PCE | Czechia |  | 23MBR |  |  |  |  | 2327 | S-2327-0003-C-23-3571-00263591-N | 843 | 587.6 | 28.6 | 220 | 178 | 176 | 11744-4023 | 22150129 | 701931 | N | N
Polo | Braden-Europe B.V. HEERLEN | TPMC | [ID 1920] - Caja de control 22MBR20 GH001 | [ID 1920] - Caja de control 22MBR20 GH001 | [ID 1920] - Caja de control 22MBR20 GH001 | [ID 1920] - Control box, 22MBR20 GH001 | 3571 | 23MBR305 | Stack+Diffusor+Diverter | 1 | PCE | Germany | [6 empty] | 2328 | S-2328-0001-A-23-3571-00263591-N | 400 | 211 | 55 | 183 | 107 | 107 | 11744-6000-23 | 22784048 | 853710 | N | N
Polo | Braden-Europe B.V. HEERLEN | TPMC | [ID 1920] - Caja de control 22MBR20 GH001 | [ID 1920] - Caja de control 22MBR20 GH001 | [ID 1922] - Tornillo de foundacion, M10 | [ID 1922] - Bolt anchor, M10 | 3571 | 23MBR305 | Stack+Diffusor+Diverter | 4 | PCE | Germany | [6 empty] | 2328 | S-2328-0001-A-23-3571-00263591-N | 400 | 211 | 0.5 | 183 | 107 | 107 | 11744-6000-23 | 22784049 | 731815 | N | N
Polo | Braden-Europe B.V. HEERLEN | TPMC | [ID 1920] - Caja de control 22MBR20 GH001 | [ID 1920] - Caja de control 22MBR20 GH001 | [ID 1923] - Caja de conexiones, 22MBR20 GF001 | [ID 1923] - Junction box with plate, 22MBR20 GF001 | 3571 | 23MBR305 | Stack+Diffusor+Diverter | 1 | PCE | Germany | [6 empty] | 2328 | S-2328-0001-A-23-3571-00263591-N | 400 | 211 | 3 | 183 | 107 | 107 | 11744-6000-23 | 22784050 | 853630 | N | N
Polo | Braden-Europe B.V. HEERLEN | TPMC | [ID 1920] - Caja de control 22MBR20 GH001 | [ID 1920] - Caja de control 22MBR20 GH001 | [ID 1925] - Soporte para avion lámpara de control | [ID 1925] - Holder with aircraft warning light | 3571 | 23MBR305 | Stack+Diffusor+Diverter | 4 | PCE | Germany | [6 empty] | 2328 | S-2328-0001-A-23-3571-00263591-N | 400 | 211 | 8 | 183 | 107 | 107 | 11744-6000-23 | 22784051 | 851220 | N | N
Polo | Braden-Europe B.V. HEERLEN | TPMC | [ID 1920] - Caja de control 22MBR20 GH001 | [ID 1920] - Caja de control 22MBR20 GH001 | [ID 1926] - Chapa con 2 interruptor de luz crepúsculo | [ID 1926] - Plate with 2 pce twilight switch | 3571 | 23MBR305 | Stack+Diffusor+Diverter | 1 | PCE | Germany | [6 empty] | 2328 | S-2328-0001-A-23-3571-00263591-N | 400 | 211 | 4 | 183 | 107 | 107 | 11744-6000-23 | 22784052 | 730890 | N | N
Polo | Braden-Europe B.V. HEERLEN | TPMC | [ID 1920] - Caja de control 22MBR20 GH001 | [ID 1920] - Caja de control 22MBR20 GH001 | [ID 1929] - Juntura para Canal de cable 200 x 60mm | [ID 1929] - Joint connector for cable tray 200 x 60mm | 3571 | 23MBR305 | Stack+Diffusor+Diverter | 20 | PCE | Germany | [6 empty] | 2328 | S-2328-0001-A-23-3571-00263591-N | 400 | 211 | 3 | 183 | 107 | 107 | 11744-6000-23 | 22784053 | 732690 | N | N
Polo | Braden-Europe B.V. HEERLEN | TPMC | [ID 1920] - Caja de control 22MBR20 GH001 | [ID 1920] - Caja de control 22MBR20 GH001 | [ID 1930] - Tornillo para Canal de cable, M6 x 12mm | [ID 1930] - Bolt for joint connector, M6 x 12mm | 3571 | 23MBR305 | Stack+Diffusor+Diverter | 200 | PCE | Germany | [6 empty] | 2328 | S-2328-0001-A-23-3571-00263591-N | 400 | 211 | 1 | 183 | 107 | 107 | 11744-6000-23 | 22784054 | 731815 | N | N
Polo | Braden-Europe B.V. HEERLEN | TPMC | [ID 1920] - Caja de control 22MBR20 GH001 | [ID 1920] - Caja de control 22MBR20 GH001 | [ID 1932] - Cable de corriente N2XH - J, 4 x 1,5mm² - 30m | [ID 1932] - Power cable N2XH - J, 4 x 1,5mm² - 30m | 3571 | 23MBR305 | Stack+Diffusor+Diverter | 1 | PCE | Germany | [6 empty] | 2328 | S-2328-0001-A-23-3571-00263591-N | 400 | 211 | 1 | 183 | 107 | 107 | 11744-6000-23 | 22784056 | 854449 | N | N
Polo | Braden-Europe B.V. HEERLEN | TPMC | [ID 1920] - Caja de control 22MBR20 GH001 | [ID 1920] - Caja de control 22MBR20 GH001 | [ID 1933] - Cable de corriente N2XH - J, 12 x 1,5mm² - 100m | [ID 1933] - Power cable N2XH - J, 12 x 1,5mm² - 100m | 3571 | 23MBR305 | Stack+Diffusor+Diverter | 1 | PCE | Germany | [6 empty] | 2328 | S-2328-0001-A-23-3571-00263591-N | 400 | 211 | 85.4 | 183 | 107 | 107 | 11744-6000-23 | 22784057 | 854449 | N | N
Polo | Braden-Europe B.V. HEERLEN | TPMC | [ID 1920] - Caja de control 22MBR20 GH001 | [ID 1920] - Caja de control 22MBR20 GH001 | [ID 1934] - Marca de cable con abrazadera 100mm | [ID 1934] - Cable marker with cable tie 100mm | 3571 | 23MBR305 | Stack+Diffusor+Diverter | 14 | PCE | Germany | [6 empty] | 2328 | S-2328-0001-A-23-3571-00263591-N | 400 | 211 | 1 | 183 | 107 | 107 | 11744-6000-23 | 22784058 | 392690 | N | N
Polo | Braden-Europe B.V. HEERLEN | TPMC | [ID 1920] - Caja de control 22MBR20 GH001 | [ID 1920] - Caja de control 22MBR20 GH001 | [ID 1935] - Abrazadera de cable, 3,5 x 200mm - black | [ID 1935] - Cable tie, 3,5 x 200mm - black | 3571 | 23MBR305 | Stack+Diffusor+Diverter | 500 | PCE | Germany | [6 empty] | 2328 | S-2328-0001-A-23-3571-00263591-N | 400 | 211 | 1 | 183 | 107 | 107 | 11744-6000-23 | 22784059 | 392690 | N | N
Polo | Braden-Europe B.V. HEERLEN | TPMC | [ID 1920] - Caja de control 22MBR20 GH001 | [ID 1920] - Caja de control 22MBR20 GH001 | [ID 1936] - Estuche de Cabo M 32 | [ID 1936] - End sleeve M 32 | 3571 | 23MBR305 | Stack+Diffusor+Diverter | 75 | PCE | Germany | [6 empty] | 2328 | S-2328-0001-A-23-3571-00263591-N | 400 | 211 | 1 | 183 | 107 | 107 | 11744-6000-23 | 22784060 | 853890 | N | N
Polo | Braden-Europe B.V. HEERLEN | TPMC | [ID 1920] - Caja de control 22MBR20 GH001 | [ID 1920] - Caja de control 22MBR20 GH001 | [ID 1937] - Abrazadera de distancia M32 (incl. 10% extra) | [ID 1937] - Distance clamp M32 (incl. 10% extra) | 3571 | 23MBR305 | Stack+Diffusor+Diverter | 75 | PCE | Germany | [6 empty] | 2328 | S-2328-0001-A-23-3571-00263591-N | 400 | 211 | 3 | 183 | 107 | 107 | 11744-6000-23 | 22784061 | 732690 | N | N
Polo | Braden-Europe B.V. HEERLEN | TPMC | [ID 1920] - Caja de control 22MBR20 GH001 | [ID 1920] - Caja de control 22MBR20 GH001 | [ID 1938] - Abrazadera caddy, EM 24 SM (incl. 10% extra) | [ID 1938] - Caddy clamp, EM 24 SM (incl. 10% extra) | 3571 | 23MBR305 | Stack+Diffusor+Diverter | 100 | PCE | Germany | [6 empty] | 2328 | S-2328-0001-A-23-3571-00263591-N | 400 | 211 | 2.6 | 183 | 107 | 107 | 11744-6000-23 | 22784062 | 732690 | N | N
Polo | Braden-Europe B.V. HEERLEN | TPMC | [ID 1920] - Caja de control 22MBR20 GH001 | [ID 1920] - Caja de control 22MBR20 GH001 | [ID 1939] - Tornillo, M6 x 30mm (incl. 10% extra)- DIN 84 | [ID 1939] - Gal. screw, M6 x 30mm (incl. 10% extra)- DIN 84 | 3571 | 23MBR305 | Stack+Diffusor+Diverter | 100 | PCE | Germany | [6 empty] | 2328 | S-2328-0001-A-23-3571-00263591-N | 400 | 211 | 1 | 183 | 107 | 107 | 11744-6000-23 | 22784030 | 731815 | N | N
Polo | Braden-Europe B.V. HEERLEN | TPMC | [ID 1920] - Caja de control 22MBR20 GH001 | [ID 1920] - Caja de control 22MBR20 GH001 | [ID 1940] - Arandela muelle, M6 (incl. 10% extra)- DIN 127 | [ID 1940] - Gal. spring washer, M6 (incl. 10% extra)- DIN 127 | 3571 | 23MBR305 | Stack+Diffusor+Diverter | 100 | PCE | Germany | [6 empty] | 2328 | S-2328-0001-A-23-3571-00263591-N | 400 | 211 | 0.5 | 183 | 107 | 107 | 11744-6000-23 | 22784031 | 731821 | N | N
Polo | Braden-Europe B.V. HEERLEN | TPMC | [ID 1920] - Caja de control 22MBR20 GH001 | [ID 1920] - Caja de control 22MBR20 GH001 | [ID 1941] - Arandela, M6 (incl. 10% extra)- DIN 125 | [ID 1941] - Gal. washer, M6 (incl. 10% extra)- DIN 125 | 3571 | 23MBR305 | Stack+Diffusor+Diverter | 100 | PCE | Germany | [6 empty] | 2328 | S-2328-0001-A-23-3571-00263591-N | 400 | 211 | 0.5 | 183 | 107 | 107 | 11744-6000-23 | 22784032 | 731821 | N | N
Polo | Braden-Europe B.V. HEERLEN | TPMC | [ID 1920] - Caja de control 22MBR20 GH001 | [ID 1920] - Caja de control 22MBR20 GH001 | [ID 1942] - Tuerca , M6 (incl. 10% extra)- DIN 934 | [ID 1942] - Gal. nut, M6 (incl. 10% extra)- DIN 934 | 3571 | 23MBR305 | Stack+Diffusor+Diverter | 100 | PCE | Germany | [6 empty] | 2328 | S-2328-0001-A-23-3571-00263591-N | 400 | 211 | 0.5 | 183 | 107 | 107 | 11744-6000-23 | 22784033 | 731816 | N | N
Polo | Braden-Europe B.V. HEERLEN | TPMC | [ID 1920] - Caja de control 22MBR20 GH001 | [ID 1920] - Caja de control 22MBR20 GH001 | [ID 1943] - Stranded copper cable 6mm² - 30m | [ID 1943] - Stranded copper cable 6mm² - 30m | 3571 | 23MBR305 | Stack+Diffusor+Diverter | 1 | PCE | Germany | [6 empty] | 2328 | S-2328-0001-A-23-3571-00263591-N | 400 | 211 | 2 | 183 | 107 | 107 | 11744-6000-23 | 22784034 | 854449 | N | N
Polo | Braden-Europe B.V. HEERLEN | TPMC | [ID 1920] - Caja de control 22MBR20 GH001 | [ID 1920] - Caja de control 22MBR20 GH001 | [ID 1944] - Insulated pin terminals 6mm² | [ID 1944] - Insulated pin terminals 6mm² | 3571 | 23MBR305 | Stack+Diffusor+Diverter | 100 | PCE | Germany | [6 empty] | 2328 | S-2328-0001-A-23-3571-00263591-N | 400 | 211 | 0.5 | 183 | 107 | 107 | 11744-6000-23 | 22784035 | 731700 | N | N
Polo | Braden-Europe B.V. HEERLEN | TPMC | [ID 1920] - Caja de control 22MBR20 GH001 | [ID 1920] - Caja de control 22MBR20 GH001 | [ID 1945] - Insulated sonderless terminals 6mm²-LD6 | [ID 1945] - Insulated sonderless terminals 6mm²-LD6 | 3571 | 23MBR305 | Stack+Diffusor+Diverter | 100 | PCE | Germany | [6 empty] | 2328 | S-2328-0001-A-23-3571-00263591-N | 400 | 211 | 0.5 | 183 | 107 | 107 | 11744-6000-23 | 22784036 | 701939 | N | N
Polo | Braden-Europe B.V. HEERLEN | TPMC | [ID 1920] - Caja de control 22MBR20 GH001 | [ID 1920] - Caja de control 22MBR20 GH001 | [ID 1946] - Volume grounding clamp | [ID 1946] - Volume grounding clamp | 3571 | 23MBR305 | Stack+Diffusor+Diverter | 34 | PCE | Germany | [6 empty] | 2328 | S-2328-0001-A-23-3571-00263591-N | 400 | 211 | 2 | 183 | 107 | 107 | 11744-6000-23 | 22784037 | 732690 | N | N
Polo | Braden-Europe B.V. HEERLEN | TPMC | [ID 1920] - Caja de control 22MBR20 GH001 | [ID 1920] - Caja de control 22MBR20 GH001 | [ID 1947] - Àngulo de protección - 5m | [ID 1947] - Edge protection - 5m | 3571 | 23MBR305 | Stack+Diffusor+Diverter | 1 | PCE | Germany | [6 empty] | 2328 | S-2328-0001-A-23-3571-00263591-N | 400 | 211 | 1.5 | 183 | 107 | 107 | 11744-6000-23 | 22784038 | 400821 | N | N
Polo | Braden-Europe B.V. HEERLEN | TPMC | [ID 1920] - Caja de control 22MBR20 GH001 | [ID 1920] - Caja de control 22MBR20 GH001 | [ID 1948] - Abrazadera de viga acero | [ID 1948] - Mounting clamp for steel beams | 3571 | 23MBR305 | Stack+Diffusor+Diverter | 40 | PCE | Germany | [6 empty] | 2328 | S-2328-0001-A-23-3571-00263591-N | 400 | 211 | 8 | 183 | 107 | 107 | 11744-6000-23 | 22784039 | 730890 | N | N
Polo | Braden-Europe B.V. HEERLEN | TPMC | [ID 1920] - Caja de control 22MBR20 GH001 | [ID 1920] - Caja de control 22MBR20 GH001 | [ID 1949] - Riel de montaje, 600mm | [ID 1949] - Mounting rail, 600mm | 3571 | 23MBR305 | Stack+Diffusor+Diverter | 20 | PCE | Germany | [6 empty] | 2328 | S-2328-0001-A-23-3571-00263591-N | 400 | 211 | 7.5 | 183 | 107 | 107 | 11744-6000-23 | 22784040 | 721661 | N | N
Polo | Braden-Europe B.V. HEERLEN | TPMC | [ID 1920] - Caja de control 22MBR20 GH001 | [ID 1920] - Caja de control 22MBR20 GH001 | [ID 1950] - Tornillo para Riel de montaje M6 x 20mm con Arandela y Tuerca | [ID 1950] - Carriage bold M6 x 20mm with washer and nut for mounting rail | 3571 | 23MBR305 | Stack+Diffusor+Diverter | 40 | PCE | Germany | [6 empty] | 2328 | S-2328-0001-A-23-3571-00263591-N | 400 | 211 | 0.3 | 183 | 107 | 107 | 11744-6000-23 | 22784041 | 731816 | N | N
Polo | Braden-Europe B.V. HEERLEN | TPMC | [ID 1920] - Caja de control 22MBR20 GH001 | [ID 1920] - Caja de control 22MBR20 GH001 | [ID 2000] - Tornillo, M12 x 30mm (incl. 10% extra)- DIN 84 | [ID 2000] - Gal. screw, M12 x 30mm (incl. 10% extra)- DIN 84 | 3571 | 23MBR305 | Stack+Diffusor+Diverter | 25 | PCE | Germany | [6 empty] | 2328 | S-2328-0001-A-23-3571-00263591-N | 400 | 211 | 0.5 | 183 | 107 | 107 | 11744-6000-23 | 22784042 | 731815 | N | N
Polo | Braden-Europe B.V. HEERLEN | TPMC | [ID 1920] - Caja de control 22MBR20 GH001 | [ID 1920] - Caja de control 22MBR20 GH001 | [ID 2001] - Arandela muelle, M12 (incl. 10% extra)- DIN 127 | [ID 2001] - Gal. spring washer, M12 (incl. 10% extra)- DIN 127 | 3571 | 23MBR305 | Stack+Diffusor+Diverter | 25 | PCE | Germany | [6 empty] | 2328 | S-2328-0001-A-23-3571-00263591-N | 400 | 211 | 0.3 | 183 | 107 | 107 | 11744-6000-23 | 22784043 | 731821 | N | N
Polo | Braden-Europe B.V. HEERLEN | TPMC | [ID 1920] - Caja de control 22MBR20 GH001 | [ID 1920] - Caja de control 22MBR20 GH001 | [ID 2002] - Arandela, M12 (incl. 10% extra)- DIN 125 | [ID 2002] - Gal. washer, M12 (incl. 10% extra)- DIN 125 | 3571 | 23MBR305 | Stack+Diffusor+Diverter | 25 | PCE | Germany | [6 empty] | 2328 | S-2328-0001-A-23-3571-00263591-N | 400 | 211 | 0.3 | 183 | 107 | 107 | 11744-6000-23 | 22784044 | 731821 | N | N
Polo | Braden-Europe B.V. HEERLEN | TPMC | [ID 1920] - Caja de control 22MBR20 GH001 | [ID 1920] - Caja de control 22MBR20 GH001 | [ID 2003] - Tuerca, M12 (incl. 10% extra)- DIN 934 | [ID 2003] - Gal. nut, M12 (incl. 10% extra)- DIN 934 | 3571 | 23MBR305 | Stack+Diffusor+Diverter | 25 | PCE | Germany | [6 empty] | 2328 | S-2328-0001-A-23-3571-00263591-N | 400 | 211 | 0.3 | 183 | 107 | 107 | 11744-6000-23 | 22784045 | 731816 | N | N
Polo | Braden-Europe B.V. HEERLEN | TPMC | [ID 1920] - Caja de control 22MBR20 GH001 | [ID 1920] - Caja de control 22MBR20 GH001 | [ID 2004] - Orejeta de Toma de tierra 120mm²-LD12 | [ID 2004] - Earth cable lug 120mm²-LD12 | 3571 | 23MBR305 | Stack+Diffusor+Diverter | 25 | PCE | Germany | [6 empty] | 2328 | S-2328-0001-A-23-3571-00263591-N | 400 | 211 | 0.3 | 183 | 107 | 107 | 11744-6000-23 | 22784046 | 854790 | N | N
Polo | Braden-Europe B.V. HEERLEN | TPMC | [ID 1920] - Caja de control 22MBR20 GH001 | [ID 1920] - Caja de control 22MBR20 GH001 | [ID 2005] - Toma de tierra 120mm² - 10m | [ID 2005] - Stranded copper cable 120mm² - 10m | 3571 | 23MBR305 | Stack+Diffusor+Diverter | 1 | PCE | Germany | [6 empty] | 2328 | S-2328-0001-A-23-3571-00263591-N | 400 | 211 | 15 | 183 | 107 | 107 | 11744-6000-23 | 22784047 | 854449 | N | N
Polo | Braden-Europe B.V. HEERLEN | TPMC | [ID 159] - El segmento 45° DN-350 (11 35 2330) | [ID 159] - Segment 45° DN-350 (11 35 2330) | [ID 159] - El segmento 45° DN-350 (11 35 2330) | [ID 159] - Segment 45° DN-350 (11 35 2330) | 3571 | 23MBR305 | Stack+Diffusor+Diverter | 1 | PCE | Germany | [6 empty] | 2328 | S-2328-0002-A-23-3571-00263591-N | 660 | 221.47 | 2.48 | 384 | 132 | 158 | 11744-6000-23 | 22784444 | 730799 | N | N
Polo | Braden-Europe B.V. HEERLEN | TPMC | [ID 159] - El segmento 45° DN-350 (11 35 2330) | [ID 159] - Segment 45° DN-350 (11 35 2330) | [ID 160] - Pieza T DN-350 (11 35 2240) | [ID 160] - T-piece DN-350 (11 35 2240) | 3571 | 23MBR305 | Stack+Diffusor+Diverter | 1 | PCE | Germany | [6 empty] | 2328 | S-2328-0002-A-23-3571-00263591-N | 660 | 221.47 | 8.06 | 384 | 132 | 158 | 11744-6000-23 | 22784445 | 730799 | N | N
Polo | Braden-Europe B.V. HEERLEN | TPMC | [ID 159] - El segmento 45° DN-350 (11 35 2330) | [ID 159] - Segment 45° DN-350 (11 35 2330) | [ID 161] - Tubo de empuje DN-350 (11 35 2120) | [ID 161] - Push-in pipe DN-350 (11 35 2120) | 3571 | 23MBR305 | Stack+Diffusor+Diverter | 1 | PCE | Germany | [6 empty] | 2328 | S-2328-0002-A-23-3571-00263591-N | 660 | 221.47 | 6.36 | 384 | 132 | 158 | 11744-6000-23 | 22784446 | 730490 | N | N
Polo | Braden-Europe B.V. HEERLEN | TPMC | [ID 159] - El segmento 45° DN-350 (11 35 2330) | [ID 159] - Segment 45° DN-350 (11 35 2330) | [ID 173] - U-Forma Sello (Para Tubo pipe pestana) DN-350 10 35 7951 | [ID 173] - U-SHAPED SEAL (For pipe flange) DN-350 10 35 7951 | 3571 | 23MBR305 | Stack+Diffusor+Diverter | 10 | PCE | Germany | [6 empty] | 2328 | S-2328-0002-A-23-3571-00263591-N | 660 | 221.47 | 0.25 | 384 | 132 | 158 | 11744-6000-23 | 22784447 | 730890 | N | N
Polo | Braden-Europe B.V. HEERLEN | TPMC | [ID 159] - El segmento 45° DN-350 (11 35 2330) | [ID 159] - Segment 45° DN-350 (11 35 2330) | [ID 174] - Sello Anillo (Para tubo empujar)DN-350 10 35 7155 | [ID 174] - RING SEAL (For push in pipe )DN-350 10 35 7155 | 3571 | 23MBR305 | Stack+Diffusor+Diverter | 20 | PCE | Germany | [6 empty] | 2328 | S-2328-0002-A-23-3571-00263591-N | 660 | 221.47 | 1.07 | 384 | 132 | 158 | 11744-6000-23 | 22784448 | 730799 | N | N
Polo | Braden-Europe B.V. HEERLEN | TPMC | [ID 159] - El segmento 45° DN-350 (11 35 2330) | [ID 159] - Segment 45° DN-350 (11 35 2330) | [ID 188] - Tubo soldado DN-350 x 200 (11 35 2040) | [ID 188] - Welded pipe DN-350 x 200 (11 35 2040) | 3571 | 23MBR305 | Stack+Diffusor+Diverter | 2 | PCE | Germany | [6 empty] | 2328 | S-2328-0002-A-23-3571-00263591-N | 660 | 221.47 | 3.66 | 384 | 132 | 158 | 11744-6000-23 | 22784449 | 730531 | N | N
Polo | Braden-Europe B.V. HEERLEN | TPMC | [ID 159] - El segmento 45° DN-350 (11 35 2330) | [ID 159] - Segment 45° DN-350 (11 35 2330) | [ID 189] - Tubo de empuje DN-350 (11 35 2110) | [ID 189] - Push-in pipe DN-350 (11 35 2110) | 3571 | 23MBR305 | Stack+Diffusor+Diverter | 5 | PCE | Germany | [6 empty] | 2328 | S-2328-0002-A-23-3571-00263591-N | 660 | 221.47 | 63.52 | 384 | 132 | 158 | 11744-6000-23 | 22784450 | 730490 | N | N
Polo | Braden-Europe B.V. HEERLEN | TPMC | [ID 159] - El segmento 45° DN-350 (11 35 2330) | [ID 159] - Segment 45° DN-350 (11 35 2330) | [ID 190] - Tubo soldado DN-350 x 2000 (11 35 2010) | [ID 190] - Welded pipe DN-350 x 2000 (11 35 2010) | 3571 | 23MBR305 | Stack+Diffusor+Diverter | 4 | PCE | Germany | [6 empty] | 2328 | S-2328-0002-A-23-3571-00263591-N | 660 | 221.47 | 68.92 | 384 | 132 | 158 | 11744-6000-23 | 22784451 | 730531 | N | N
Polo | Braden-Europe B.V. HEERLEN | TPMC | [ID 159] - El segmento 45° DN-350 (11 35 2330) | [ID 159] - Segment 45° DN-350 (11 35 2330) | [ID 191] - Tubo de inspección DN-350 (11 35 2190) | [ID 191] - Inspection pipe DN-350 (11 35 2190) | 3571 | 23MBR305 | Stack+Diffusor+Diverter | 2 | PCE | Germany | [6 empty] | 2328 | S-2328-0002-A-23-3571-00263591-N | 660 | 221.47 | 5.59 | 384 | 132 | 158 | 11744-6000-23 | 22784452 | 730490 | N | N
Polo | Braden-Europe B.V. HEERLEN | TPMC | [ID 159] - El segmento 45° DN-350 (11 35 2330) | [ID 159] - Segment 45° DN-350 (11 35 2330) | [ID 192] - Tubo soldado DN-350 x 500 (11 35 2030) | [ID 192] - Welded pipe DN-350 x 500 (11 35 2030) | 3571 | 23MBR305 | Stack+Diffusor+Diverter | 3 | PCE | Germany | [6 empty] | 2328 | S-2328-0002-A-23-3571-00263591-N | 660 | 221.47 | 12.9 | 384 | 132 | 158 | 11744-6000-23 | 22784453 | 730531 | N | N
Polo | Braden-Europe B.V. HEERLEN | TPMC | [ID 159] - El segmento 45° DN-350 (11 35 2330) | [ID 159] - Segment 45° DN-350 (11 35 2330) | [ID 193] - Anillo de Tiron (Ensamblaje DN-350 (Galvanizado.) 12 35 2383 | [ID 193] - PULL RING (Assembly) DN-350 (St-Galv.) 12 35 2383 | 3571 | 23MBR305 | Stack+Diffusor+Diverter | 30 | PCE | Germany | [6 empty] | 2328 | S-2328-0002-A-23-3571-00263591-N | 660 | 221.47 | 21.21 | 384 | 132 | 158 | 11744-6000-23 | 22784454 | 730799 | N | N
Polo | Braden-Europe B.V. HEERLEN | TPMC | [ID 159] - El segmento 45° DN-350 (11 35 2330) | [ID 159] - Segment 45° DN-350 (11 35 2330) | [ID 194] - Abrazandera con goma Ø350 (10 35 2770) | [ID 194] - PIPE CLAMP WITH RUBBER INSERT Ø350 (10 35 2770) | 3571 | 23MBR305 | Stack+Diffusor+Diverter | 5 | PCE | Germany | [6 empty] | 2328 | S-2328-0002-A-23-3571-00263591-N | 660 | 221.47 | 5.53 | 384 | 132 | 158 | 11744-6000-23 | 22784455 | 732690 | N | N
Polo | Braden-Europe B.V. HEERLEN | TPMC | [ID 159] - El segmento 45° DN-350 (11 35 2330) | [ID 159] - Segment 45° DN-350 (11 35 2330) | [ID 195] - Doblar 90° R=1D DN-350 (11 35 2339) | [ID 195] - Bend 90° R=1D DN-350 (11 35 2339) | 3571 | 23MBR305 | Stack+Diffusor+Diverter | 3 | PCE | Germany | [6 empty] | 2328 | S-2328-0002-A-23-3571-00263591-N | 660 | 221.47 | 21.92 | 384 | 132 | 158 | 11744-6000-23 | 22784456 | 730799 | N | N
Polo | Braden-Europe B.V. HEERLEN | TPMC | [ID 154] - CAJA DE INTERRUPTOR DE AIRE DE SELLO DN 350 715 mm x 522 mm | [ID 154] - SEAL AIR SWITCH BOX DN 350 715 mmx522 mm | [ID 154] - CAJA DE INTERRUPTOR DE AIRE DE SELLO DN 350 715 mm x 522 mm | [ID 154] - SEAL AIR SWITCH BOX DN 350 715 mmx522 mm | 3571 | 23MBR305 | Stack+Diffusor+Diverter | 1 | PCE | Germany | [6 empty] | 2328 | S-2328-0003-A-23-3571-00263591-N | 470 | 220.1 | 75.05 | 184 | 125 | 148 | 11744-6000-23 | 22784131 | 853710 | N | N
Polo | Braden-Europe B.V. HEERLEN | TPMC | [ID 154] - CAJA DE INTERRUPTOR DE AIRE DE SELLO DN 350 715 mm x 522 mm | [ID 154] - SEAL AIR SWITCH BOX DN 350 715 mmx522 mm | [ID 166] - DISPOSICIÓN DE INTERRUPTORES DE PRESIÓN 300 mm x 221 mm | [ID 166] - PRESSURE SWITCH ARRANGEMENT 300 mmx221 mm | 3571 | 23MBR305 | Stack+Diffusor+Diverter | 1 | PCE | Germany | [6 empty] | 2328 | S-2328-0003-A-23-3571-00263591-N | 470 | 220.1 | 5.68 | 184 | 125 | 148 | 11744-6000-23 | 22784117 | 903220 | N | N
Polo | Braden-Europe B.V. HEERLEN | TPMC | [ID 154] - CAJA DE INTERRUPTOR DE AIRE DE SELLO DN 350 715 mm x 522 mm | [ID 154] - SEAL AIR SWITCH BOX DN 350 715 mmx522 mm | [ID 451] - Caja de interruptores de presión diferencial 760 x 300 | [ID 451] - Differential pressure switch box 760 x 300 | 3571 | 23MBR305 | Stack+Diffusor+Diverter | 1 | PCE | Germany | [6 empty] | 2328 | S-2328-0003-A-23-3571-00263591-N | 470 | 220.1 | 72.8 | 184 | 125 | 148 | 11744-6000-23 | 22784118 | 853710 | N | N
Polo | Braden-Europe B.V. HEERLEN | TPMC | [ID 154] - CAJA DE INTERRUPTOR DE AIRE DE SELLO DN 350 715 mm x 522 mm | [ID 154] - SEAL AIR SWITCH BOX DN 350 715 mmx522 mm | [ID 466] - VÁLVULA DE BOLA COMPLETA CON SELLO_ANILLO/TUERCA ø8 (KH08Lx) | [ID 466] - BALL VALVE COMPLETE WITH SEAL_RING/NUT ø8 (KH08Lx) | 3571 | 23MBR305 | Stack+Diffusor+Diverter | 9 | PCE | Germany | [6 empty] | 2328 | S-2328-0003-A-23-3571-00263591-N | 470 | 220.1 | 1.8 | 184 | 125 | 148 | 11744-6000-23 | 22784119 | 731816 | N | N
Polo | Braden-Europe B.V. HEERLEN | TPMC | [ID 154] - CAJA DE INTERRUPTOR DE AIRE DE SELLO DN 350 715 mm x 522 mm | [ID 154] - SEAL AIR SWITCH BOX DN 350 715 mmx522 mm | [ID 467] - Tuerca pivotante M08LLEODURX | [ID 467] - Swivel nut M08LLEODURX | 3571 | 23MBR305 | Stack+Diffusor+Diverter | 20 | PCE | Germany | [6 empty] | 2328 | S-2328-0003-A-23-3571-00263591-N | 470 | 220.1 | 0.5 | 184 | 125 | 148 | 11744-6000-23 | 22784120 | 731816 | N | N
Polo | Braden-Europe B.V. HEERLEN | TPMC | [ID 154] - CAJA DE INTERRUPTOR DE AIRE DE SELLO DN 350 715 mm x 522 mm | [ID 154] - SEAL AIR SWITCH BOX DN 350 715 mmx522 mm | [ID 468] - Anillo cortante DPR08L71X | [ID 468] - Cutting ring DPR08L71X | 3571 | 23MBR305 | Stack+Diffusor+Diverter | 20 | PCE | Germany | [6 empty] | 2328 | S-2328-0003-A-23-3571-00263591-N | 470 | 220.1 | 0.5 | 184 | 125 | 148 | 11744-6000-23 | 22784121 | 741521 | N | N
Polo | Braden-Europe B.V. HEERLEN | TPMC | [ID 154] - CAJA DE INTERRUPTOR DE AIRE DE SELLO DN 350 715 mm x 522 mm | [ID 154] - SEAL AIR SWITCH BOX DN 350 715 mmx522 mm | [ID 470] - Escape de gas distribuidor para Dps | [ID 470] - Distributor gas exhaust for Dps | 3571 | 23MBR305 | Stack+Diffusor+Diverter | 1 | PCE | Germany | [6 empty] | 2328 | S-2328-0003-A-23-3571-00263591-N | 470 | 220.1 | 3 | 184 | 125 | 148 | 11744-6000-23 | 22784122 | 847989 | N | N
Polo | Braden-Europe B.V. HEERLEN | TPMC | [ID 154] - CAJA DE INTERRUPTOR DE AIRE DE SELLO DN 350 715 mm x 522 mm | [ID 154] - SEAL AIR SWITCH BOX DN 350 715 mmx522 mm | [ID 471] - Distribuidor HRSG cerrado para Dps | [ID 471] - Distributor HRSG Closed for Dps | 3571 | 23MBR305 | Stack+Diffusor+Diverter | 1 | PCE | Germany | [6 empty] | 2328 | S-2328-0003-A-23-3571-00263591-N | 470 | 220.1 | 3 | 184 | 125 | 148 | 11744-6000-23 | 22784123 | 847989 | N | N
Polo | Braden-Europe B.V. HEERLEN | TPMC | [ID 154] - CAJA DE INTERRUPTOR DE AIRE DE SELLO DN 350 715 mm x 522 mm | [ID 154] - SEAL AIR SWITCH BOX DN 350 715 mmx522 mm | [ID 503] - Caja de empalmes RITTAL AE 1100.600 | [ID 503] - Junction box RITTAL AE 1100.600 | 3571 | 23MBR305 | Stack+Diffusor+Diverter | 1 | PCE | Germany | [6 empty] | 2328 | S-2328-0003-A-23-3571-00263591-N | 470 | 220.1 | 52 | 184 | 125 | 148 | 11744-6000-23 | 22784124 | 853630 | N | N
Polo | Braden-Europe B.V. HEERLEN | TPMC | [ID 154] - CAJA DE INTERRUPTOR DE AIRE DE SELLO DN 350 715 mm x 522 mm | [ID 154] - SEAL AIR SWITCH BOX DN 350 715 mmx522 mm | [ID 504] - Brazo de palanca (ver también ST-813-42-2 P09/15/16/24) | [ID 504] - Lever arm (see also ST-813-42-2 P09/15/16/24) | 3571 | 23MBR305 | Stack+Diffusor+Diverter | 2 | PCE | Germany | [6 empty] | 2328 | S-2328-0003-A-23-3571-00263591-N | 470 | 220.1 | 4 | 184 | 125 | 148 | 11744-6000-23 | 22784125 | 732690 | N | N
Polo | Braden-Europe B.V. HEERLEN | TPMC | [ID 154] - CAJA DE INTERRUPTOR DE AIRE DE SELLO DN 350 715 mm x 522 mm | [ID 154] - SEAL AIR SWITCH BOX DN 350 715 mmx522 mm | [ID 505] - VARILLA DE CONEXIÓN DE CAJA DE INTERRUPTORES LIMITADORES | [ID 505] - LIMIT SWITCHBOX CONNECTION ROD | 3571 | 23MBR305 | Stack+Diffusor+Diverter | 1 | PCE | Germany | [6 empty] | 2328 | S-2328-0003-A-23-3571-00263591-N | 470 | 220.1 | 1 | 184 | 125 | 148 | 11744-6000-23 | 22784126 | 853710 | N | N
Polo | Braden-Europe B.V. HEERLEN | TPMC | [ID 154] - CAJA DE INTERRUPTOR DE AIRE DE SELLO DN 350 715 mm x 522 mm | [ID 154] - SEAL AIR SWITCH BOX DN 350 715 mmx522 mm | [ID 506] - Articulación de bola "L" heyd CS16 incl. tuerca M12L | [ID 506] - Ball joint"L" heyd CS16 incl. M12L Nut | 3571 | 23MBR305 | Stack+Diffusor+Diverter | 1 | PCE | Germany | [6 empty] | 2328 | S-2328-0003-A-23-3571-00263591-N | 470 | 220.1 | 0.1 | 184 | 125 | 148 | 11744-6000-23 | 22784127 | 730729 | N | N
Polo | Braden-Europe B.V. HEERLEN | TPMC | [ID 154] - CAJA DE INTERRUPTOR DE AIRE DE SELLO DN 350 715 mm x 522 mm | [ID 154] - SEAL AIR SWITCH BOX DN 350 715 mmx522 mm | [ID 507] - Indicador de posición | [ID 507] - Position indicator | 3571 | 23MBR305 | Stack+Diffusor+Diverter | 1 | PCE | Germany | [6 empty] | 2328 | S-2328-0003-A-23-3571-00263591-N | 470 | 220.1 | 0.2 | 184 | 125 | 148 | 11744-6000-23 | 22784128 | 732690 | N | N
Polo | Braden-Europe B.V. HEERLEN | TPMC | [ID 154] - CAJA DE INTERRUPTOR DE AIRE DE SELLO DN 350 715 mm x 522 mm | [ID 154] - SEAL AIR SWITCH BOX DN 350 715 mmx522 mm | [ID 508] - Articulación de bola "R" heyd CS16 incl. tuerca M12R | [ID 508] - Ball joint"R" heyd CS16 incl. M12R Nut | 3571 | 23MBR305 | Stack+Diffusor+Diverter | 1 | PCE | Germany | [6 empty] | 2328 | S-2328-0003-A-23-3571-00263591-N | 470 | 220.1 | 0.1 | 184 | 125 | 148 | 11744-6000-23 | 22784129 | 730729 | N | N
Polo | Braden-Europe B.V. HEERLEN | TPMC | [ID 154] - CAJA DE INTERRUPTOR DE AIRE DE SELLO DN 350 715 mm x 522 mm | [ID 154] - SEAL AIR SWITCH BOX DN 350 715 mmx522 mm | [ID 509] - PERNO M8 (incl. 10% adicional) | [ID 509] - BOLT M8 (incl. 10% extra) | 3571 | 23MBR305 | Stack+Diffusor+Diverter | 5 | PCE | Germany | [6 empty] | 2328 | S-2328-0003-A-23-3571-00263591-N | 470 | 220.1 | 0.13 | 184 | 125 | 148 | 11744-6000-23 | 22784130 | 731815 | N | N
Polo | Braden-Europe B.V. HEERLEN | TPMC | [ID 154] - CAJA DE INTERRUPTOR DE AIRE DE SELLO DN 350 715 mm x 522 mm | [ID 154] - SEAL AIR SWITCH BOX DN 350 715 mmx522 mm | [ID 510] - ARANDELA A 8.4 (incl. 10% adicional) | [ID 510] - WASHER A 8.4 (incl. 10% extra) | 3571 | 23MBR305 | Stack+Diffusor+Diverter | 9 | PCE | Germany | [6 empty] | 2328 | S-2328-0003-A-23-3571-00263591-N | 470 | 220.1 | 0.11 | 184 | 125 | 148 | 11744-6000-23 | 22784132 | 731821 | N | N
Polo | Braden-Europe B.V. HEERLEN | TPMC | [ID 154] - CAJA DE INTERRUPTOR DE AIRE DE SELLO DN 350 715 mm x 522 mm | [ID 154] - SEAL AIR SWITCH BOX DN 350 715 mmx522 mm | [ID 511] - TUERCA M8 (incl. 10% adicional) | [ID 511] - NUT M8 (incl. 10% extra) | 3571 | 23MBR305 | Stack+Diffusor+Diverter | 5 | PCE | Germany | [6 empty] | 2328 | S-2328-0003-A-23-3571-00263591-N | 470 | 220.1 | 0.13 | 184 | 125 | 148 | 11744-6000-23 | 22784133 | 731816 | N | N
Polo | Braden-Europe B.V. HEERLEN | TPMC | [ID 155] - ACTUADOR AUMA SG05.1-22 | [ID 155] - AUMA ACTUATOR SG05.1-22 | [ID 155] - ACTUADOR AUMA SG05.1-22 | [ID 155] - AUMA ACTUATOR SG05.1-22 | 3571 | 23MBR305 | Stack+Diffusor+Diverter | 2 | PCE | Germany | [6 empty] | 2328 | S-2328-0004-A-23-3571-00263591-N | 225 | 159.08 | 80 | 155 | 130 | 71 | 11744-6000-23 | 22784135 | 732690 | N | N
Polo | Braden-Europe B.V. HEERLEN | TPMC | [ID 155] - ACTUADOR AUMA SG05.1-22 | [ID 155] - AUMA ACTUATOR SG05.1-22 | [ID 156] - VÁLVULA MARIPOSA JASTA ø350 | [ID 156] - JASTA BUTTERFLY-VALVE ø350 | 3571 | 23MBR305 | Stack+Diffusor+Diverter | 2 | PCE | Germany | [6 empty] | 2328 | S-2328-0004-A-23-3571-00263591-N | 225 | 159.08 | 79.08 | 155 | 130 | 71 | 11744-6000-23 | 22784136 | 853710 | N | N
Polo | Braden-Europe B.V. HEERLEN | TPMC | [ID 30] - Arandela 21 (incl. 10% extra) | [ID 30] - Washer 21 (incl. 10% extra) | [ID 1008] - Tuerca hexagonal DIN 934 - M20 - A4 (incl. 10% extra) | [ID 1008] - Hex Nut DIN 934 - M20 - A4 (incl. 10% extra) | 3571 | 23MBR305 | Stack+Diffusor+Diverter | 71 | PCE | Germany | [6 empty] | 2328 | S-2328-0005-A-23-3571-00263591-N | 440 | 404.92 | 4.64 | 126 | 81 | 92 | 11744-6000-23 | 22784164 | 731816 | N | N
Polo | Braden-Europe B.V. HEERLEN | TPMC | [ID 30] - Arandela 21 (incl. 10% extra) | [ID 30] - Washer 21 (incl. 10% extra) | [ID 1318] - Tornillo hexagonal M20 (incl. 10% extra) | [ID 1318] - Hex-Head Bolt M20 (incl. 10% extra) | 3571 | 23MBR305 | Stack+Diffusor+Diverter | 476 | PCE | Germany | [6 empty] | 2328 | S-2328-0005-A-23-3571-00263591-N | 440 | 404.92 | 112.85 | 126 | 81 | 92 | 11744-6000-23 | 22784165 | 731815 | N | N
Polo | Braden-Europe B.V. HEERLEN | TPMC | [ID 30] - Arandela 21 (incl. 10% extra) | [ID 30] - Washer 21 (incl. 10% extra) | [ID 1320] - Tornillo hexagonal M20 (incl. 10% extra) | [ID 1320] - Hex-Head Bolt M20 (incl. 10% extra) | 3571 | 23MBR305 | Stack+Diffusor+Diverter | 62 | PCE | Germany | [6 empty] | 2328 | S-2328-0005-A-23-3571-00263591-N | 440 | 404.92 | 17.76 | 126 | 81 | 92 | 11744-6000-23 | 22784166 | 731815 | N | N
Polo | Braden-Europe B.V. HEERLEN | TPMC | [ID 30] - Arandela 21 (incl. 10% extra) | [ID 30] - Washer 21 (incl. 10% extra) | [ID 1322] - Tornillo hexagonal M24 (incl. 10% extra) | [ID 1322] - Hex-Head Bolt M24 (incl. 10% extra) | 3571 | 23MBR305 | Stack+Diffusor+Diverter | 141 | PCE | Germany | [6 empty] | 2328 | S-2328-0005-A-23-3571-00263591-N | 440 | 404.92 | 61.39 | 126 | 81 | 92 | 11744-6000-23 | 22784167 | 731815 | N | N
Polo | Braden-Europe B.V. HEERLEN | TPMC | [ID 30] - Arandela 21 (incl. 10% extra) | [ID 30] - Washer 21 (incl. 10% extra) | [ID 1323] - Tuerca hexagonal M16 (incl. 10% extra) | [ID 1323] - Hex Nut M16 (incl. 10% extra) | 3571 | 23MBR305 | Stack+Diffusor+Diverter | 560 | PCE | Germany | [6 empty] | 2328 | S-2328-0005-A-23-3571-00263591-N | 440 | 404.92 | 26.66 | 126 | 81 | 92 | 11744-6000-23 | 22784168 | 731816 | N | N
Polo | Braden-Europe B.V. HEERLEN | TPMC | [ID 30] - Arandela 21 (incl. 10% extra) | [ID 30] - Washer 21 (incl. 10% extra) | [ID 1329] - Tornillo de cabeza avellanada M16 (incl. 10% extra) | [ID 1329] - Hexagon Socket Countersunk Head Screw M16 (incl. 10% extra) | 3571 | 23MBR305 | Stack+Diffusor+Diverter | 132 | PCE | Germany | [6 empty] | 2328 | S-2328-0005-A-23-3571-00263591-N | 440 | 404.92 | 12.33 | 126 | 81 | 92 | 11744-6000-23 | 22784169 | 731815 | N | N
Polo | Braden-Europe B.V. HEERLEN | TPMC | [ID 30] - Arandela 21 (incl. 10% extra) | [ID 30] - Washer 21 (incl. 10% extra) | [ID 1356] - Tornillo hexagonal M20 (incl. 10% extra) | [ID 1356] - Hex-Head Bolt M20 (incl. 10% extra) | 3571 | 23MBR305 | Stack+Diffusor+Diverter | 62 | PCE | Germany | [6 empty] | 2328 | S-2328-0005-A-23-3571-00263591-N | 440 | 404.92 | 2.1 | 126 | 81 | 92 | 11744-6000-23 | 22784170 | 731815 | N | N
Polo | Braden-Europe B.V. HEERLEN | TPMC | [ID 30] - Arandela 21 (incl. 10% extra) | [ID 30] - Washer 21 (incl. 10% extra) | [ID 1374] - Tornillo hexagonal M20 (incl. 10% extra) | [ID 1374] - Hex-Head Bolt M20 (incl. 10% extra) | 3571 | 23MBR305 | Stack+Diffusor+Diverter | 9 | PCE | Germany | [6 empty] | 2328 | S-2328-0005-A-23-3571-00263591-N | 440 | 404.92 | 2.14 | 126 | 81 | 92 | 11744-6000-23 | 22784171 | 731815 | N | N
Polo | Braden-Europe B.V. HEERLEN | TPMC | [ID 30] - Arandela 21 (incl. 10% extra) | [ID 30] - Washer 21 (incl. 10% extra) | [ID 1393] - Tornillo hexagonal M20 (incl. 10% extra) | [ID 1393] - Hex-Head Bolt M20 (incl. 10% extra) | 3571 | 23MBR305 | Stack+Diffusor+Diverter | 9 | PCE | Germany | [6 empty] | 2328 | S-2328-0005-A-23-3571-00263591-N | 440 | 404.92 | 2.14 | 126 | 81 | 92 | 11744-6000-23 | 22784172 | 731815 | N | N
Polo | Braden-Europe B.V. HEERLEN | TPMC | [ID 30] - Arandela 21 (incl. 10% extra) | [ID 30] - Washer 21 (incl. 10% extra) | [ID 1551] - Tuerca hexagonal M16 (incl. 10% extra) | [ID 1551] - Hex Nut M16 (incl. 10% extra) | 3571 | 23MBR305 | Stack+Diffusor+Diverter | 44 | PCE | Germany | [6 empty] | 2328 | S-2328-0005-A-23-3571-00263591-N | 440 | 404.92 | 2.09 | 126 | 81 | 92 | 11744-6000-23 | 22784173 | 731816 | N | N
Polo | Braden-Europe B.V. HEERLEN | TPMC | [ID 30] - Arandela 21 (incl. 10% extra) | [ID 30] - Washer 21 (incl. 10% extra) | [ID 163] - Arandela muelle A 12 (incl. 10% extra) | [ID 163] - Spring Washer A 12 (incl. 10% extra) | 3571 | 23MBR305 | Stack+Diffusor+Diverter | 53 | PCE | Germany | [6 empty] | 2328 | S-2328-0005-A-23-3571-00263591-N | 440 | 404.92 | 0.22 | 126 | 81 | 92 | 11744-6000-23 | 22784188 | 731821 | N | N
Polo | Braden-Europe B.V. HEERLEN | TPMC | [ID 30] - Arandela 21 (incl. 10% extra) | [ID 30] - Washer 21 (incl. 10% extra) | [ID 164] - Arandela 13 (incl. 10% extra) | [ID 164] - Washer 13 (incl. 10% extra) | 3571 | 23MBR305 | Stack+Diffusor+Diverter | 53 | PCE | Germany | [6 empty] | 2328 | S-2328-0005-A-23-3571-00263591-N | 440 | 404.92 | 1.16 | 126 | 81 | 92 | 11744-6000-23 | 22784189 | 731821 | N | N
Polo | Braden-Europe B.V. HEERLEN | TPMC | [ID 30] - Arandela 21 (incl. 10% extra) | [ID 30] - Washer 21 (incl. 10% extra) | [ID 167] - Arandela muelle A 20 (incl. 10% extra) | [ID 167] - Spring Washer A 20 (incl. 10% extra) | 3571 | 23MBR305 | Stack+Diffusor+Diverter | 36 | PCE | Germany | [6 empty] | 2328 | S-2328-0005-A-23-3571-00263591-N | 440 | 404.92 | 0.59 | 126 | 81 | 92 | 11744-6000-23 | 22784190 | 731821 | N | N
Polo | Braden-Europe B.V. HEERLEN | TPMC | [ID 30] - Arandela 21 (incl. 10% extra) | [ID 30] - Washer 21 (incl. 10% extra) | [ID 168] - Arandela A 21 (incl. 10% extra) | [ID 168] - Washer A 21 (incl. 10% extra) | 3571 | 23MBR305 | Stack+Diffusor+Diverter | 36 | PCE | Germany | [6 empty] | 2328 | S-2328-0005-A-23-3571-00263591-N | 440 | 404.92 | 0.61 | 126 | 81 | 92 | 11744-6000-23 | 22784191 | 731821 | N | N
Polo | Braden-Europe B.V. HEERLEN | TPMC | [ID 30] - Arandela 21 (incl. 10% extra) | [ID 30] - Washer 21 (incl. 10% extra) | [ID 169] - Tuerca hexagonal M20 (incl. 10% extra) | [ID 169] - Hex Nut M20 (incl. 10% extra) | 3571 | 23MBR305 | Stack+Diffusor+Diverter | 36 | PCE | Germany | [6 empty] | 2328 | S-2328-0005-A-23-3571-00263591-N | 440 | 404.92 | 2.35 | 126 | 81 | 92 | 11744-6000-23 | 22784192 | 731816 | N | N
Polo | Braden-Europe B.V. HEERLEN | TPMC | [ID 30] - Arandela 21 (incl. 10% extra) | [ID 30] - Washer 21 (incl. 10% extra) | [ID 170] - Tornillo hexagonal M20 (incl. 10% extra) | [ID 170] - Hex-Head Bolt M20 (incl. 10% extra) | 3571 | 23MBR305 | Stack+Diffusor+Diverter | 36 | PCE | Germany | [6 empty] | 2328 | S-2328-0005-A-23-3571-00263591-N | 440 | 404.92 | 13.01 | 126 | 81 | 92 | 11744-6000-23 | 22784193 | 731815 | N | N
Polo | Braden-Europe B.V. HEERLEN | TPMC | [ID 30] - Arandela 21 (incl. 10% extra) | [ID 30] - Washer 21 (incl. 10% extra) | [ID 172] - Tornillo hexagonal M12 (incl. 10% extra) | [ID 172] - Hex-Head Bolt M12 (incl. 10% extra) | 3571 | 23MBR305 | Stack+Diffusor+Diverter | 6 | PCE | Germany | [6 empty] | 2328 | S-2328-0005-A-23-3571-00263591-N | 440 | 404.92 | 0.23 | 126 | 81 | 92 | 11744-6000-23 | 22784194 | 731815 | N | N
Polo | Braden-Europe B.V. HEERLEN | TPMC | [ID 30] - Arandela 21 (incl. 10% extra) | [ID 30] - Washer 21 (incl. 10% extra) | [ID 1877] - Anclaje de perno para Fundación M20x260 (incl. 10% extra) | [ID 1877] - Foundation Anchor Bolt M20x260 (incl. 10% extra) | 3571 | 23MBR305 | Stack+Diffusor+Diverter | 40 | PCE | Germany | [6 empty] | 2328 | S-2328-0005-A-23-3571-00263591-N | 440 | 404.92 | 23.11 | 126 | 81 | 92 | 11744-6000-23 | 22784174 | 731815 | N | N
Polo | Braden-Europe B.V. HEERLEN | TPMC | [ID 30] - Arandela 21 (incl. 10% extra) | [ID 30] - Washer 21 (incl. 10% extra) | [ID 2103] - Arandela A 13 (incl. 10% extra) | [ID 2103] - Washer A 13 (incl. 10% extra) | 3571 | 23MBR305 | Stack+Diffusor+Diverter | 5 | PCE | Germany | [6 empty] | 2328 | S-2328-0005-A-23-3571-00263591-N | 440 | 404.92 | 0.03 | 126 | 81 | 92 | 11744-6000-23 | 22784175 | 731821 | N | N
Polo | Braden-Europe B.V. HEERLEN | TPMC | [ID 30] - Arandela 21 (incl. 10% extra) | [ID 30] - Washer 21 (incl. 10% extra) | [ID 2114] - Tornillo hexagonal DIN 933 - M16 x 25 - A4 (incl. 10% extra) | [ID 2114] - Hex-Head Bolt DIN 933 - M16 x 25 - A4 (incl. 10% extra) | 3571 | 23MBR305 | Stack+Diffusor+Diverter | 9 | PCE | Germany | [6 empty] | 2328 | S-2328-0005-A-23-3571-00263591-N | 440 | 404.92 | 0.68 | 126 | 81 | 92 | 11744-6000-23 | 22784176 | 731815 | N | N
Polo | Braden-Europe B.V. HEERLEN | TPMC | [ID 30] - Arandela 21 (incl. 10% extra) | [ID 30] - Washer 21 (incl. 10% extra) | [ID 2143] - PERNO M16x80 (incl. 10% extra) | [ID 2143] - BOLT M16x80 (incl. 10% extra) | 3571 | 23MBR305 | Stack+Diffusor+Diverter | 22 | PCE | Germany | [6 empty] | 2328 | S-2328-0005-A-23-3571-00263591-N | 440 | 404.92 | 3.19 | 126 | 81 | 92 | 11744-6000-23 | 22784177 | 731815 | N | N
Polo | Braden-Europe B.V. HEERLEN | TPMC | [ID 30] - Arandela 21 (incl. 10% extra) | [ID 30] - Washer 21 (incl. 10% extra) | [ID 2144] - Tuerca M16 (incl. 10% extra) | [ID 2144] - NUT M16 (incl. 10% extra) | 3571 | 23MBR305 | Stack+Diffusor+Diverter | 22 | PCE | Germany | [6 empty] | 2328 | S-2328-0005-A-23-3571-00263591-N | 440 | 404.92 | 0.77 | 126 | 81 | 92 | 11744-6000-23 | 22784178 | 731816 | N | N
Polo | Braden-Europe B.V. HEERLEN | TPMC | [ID 30] - Arandela 21 (incl. 10% extra) | [ID 30] - Washer 21 (incl. 10% extra) | [ID 2145] - Arandela A 17 (incl. 10% extra) | [ID 2145] - WASHER A 17 (incl. 10% extra) | 3571 | 23MBR305 | Stack+Diffusor+Diverter | 44 | PCE | Germany | [6 empty] | 2328 | S-2328-0005-A-23-3571-00263591-N | 440 | 404.92 | 0.55 | 126 | 81 | 92 | 11744-6000-23 | 22784179 | 731821 | N | N
Polo | Braden-Europe B.V. HEERLEN | TPMC | [ID 30] - Arandela 21 (incl. 10% extra) | [ID 30] - Washer 21 (incl. 10% extra) | [ID 2171] - Anclaje de perno- FBN II 16/130 (incl. 10% extra) | [ID 2171] - Bolt Anchor - FBN II 16/130 (incl. 10% extra) | 3571 | 23MBR305 | Stack+Diffusor+Diverter | 3 | PCE | Germany | [6 empty] | 2328 | S-2328-0005-A-23-3571-00263591-N | 440 | 404.92 | 0.75 | 126 | 81 | 92 | 11744-6000-23 | 22784180 | 731815 | N | N
Polo | Braden-Europe B.V. HEERLEN | TPMC | [ID 30] - Arandela 21 (incl. 10% extra) | [ID 30] - Washer 21 (incl. 10% extra) | [ID 2185] - Anclaje de perno M20x259 (incl. 10% extra) | [ID 2185] - ANCHER BOLT M20x259 (incl. 10% extra) | 3571 | 23MBR305 | Stack+Diffusor+Diverter | 5 | PCE | Germany | [6 empty] | 2328 | S-2328-0005-A-23-3571-00263591-N | 440 | 404.92 | 0.88 | 126 | 81 | 92 | 11744-6000-23 | 22784181 | 731815 | N | N
Polo | Braden-Europe B.V. HEERLEN | TPMC | [ID 30] - Arandela 21 (incl. 10% extra) | [ID 30] - Washer 21 (incl. 10% extra) | [ID 276] - Tornillo hexagonal M8 (incl. 10% extra) | [ID 276] - Hex-Head Bolt M8 (incl. 10% extra) | 3571 | 23MBR305 | Stack+Diffusor+Diverter | 1072 | PCE | Germany | [6 empty] | 2328 | S-2328-0005-A-23-3571-00263591-N | 440 | 404.92 | 20.41 | 126 | 81 | 92 | 11744-6000-23 | 22784137 | 731815 | N | N
Polo | Braden-Europe B.V. HEERLEN | TPMC | [ID 30] - Arandela 21 (incl. 10% extra) | [ID 30] - Washer 21 (incl. 10% extra) | [ID 277] - Tuerca hexagonal M8 (incl. 10% extra) | [ID 277] - Hex Nut M8 (incl. 10% extra) | 3571 | 23MBR305 | Stack+Diffusor+Diverter | 2143 | PCE | Germany | [6 empty] | 2328 | S-2328-0005-A-23-3571-00263591-N | 440 | 404.92 | 11.31 | 126 | 81 | 92 | 11744-6000-23 | 22784138 | 731816 | N | N
Polo | Braden-Europe B.V. HEERLEN | TPMC | [ID 30] - Arandela 21 (incl. 10% extra) | [ID 30] - Washer 21 (incl. 10% extra) | [ID 298] - Tornillo de foundacion M12 (incl. 10% extra) | [ID 298] - ANCHOR BOLTS M12 (incl. 10% extra) | 3571 | 23MBR305 | Stack+Diffusor+Diverter | 14 | PCE | Germany | [6 empty] | 2328 | S-2328-0005-A-23-3571-00263591-N | 440 | 404.92 | 2.33 | 126 | 81 | 92 | 11744-6000-23 | 22784139 | 731815 | N | N
Polo | Braden-Europe B.V. HEERLEN | TPMC | [ID 30] - Arandela 21 (incl. 10% extra) | [ID 30] - Washer 21 (incl. 10% extra) | [ID 304] - Tuerca M8 | [ID 304] - NUT M8 | 3571 | 23MBR305 | Stack+Diffusor+Diverter | 134 | PCE | Germany | [6 empty] | 2328 | S-2328-0005-A-23-3571-00263591-N | 440 | 404.92 | 0.7 | 126 | 81 | 92 | 11744-6000-23 | 22784140 | 731816 | N | N
Polo | Braden-Europe B.V. HEERLEN | TPMC | [ID 30] - Arandela 21 (incl. 10% extra) | [ID 30] - Washer 21 (incl. 10% extra) | [ID 36] - Arandela DIN 125 - A 25 - Acero-Galv. (incl. 10% extra) | [ID 36] - Washer DIN 125 - A 25 - St-Galv. (incl. 10% extra) | 3571 | 23MBR305 | Stack+Diffusor+Diverter | 18 | PCE | Germany | [6 empty] | 2328 | S-2328-0005-A-23-3571-00263591-N | 440 | 404.92 | 0.54 | 126 | 81 | 92 | 11744-6000-23 | 22784182 | 731821 | N | N
Polo | Braden-Europe B.V. HEERLEN | TPMC | [ID 30] - Arandela 21 (incl. 10% extra) | [ID 30] - Washer 21 (incl. 10% extra) | [ID 37] - Tuerca hexagonal DIN 934 - M24 - 8 Galv. (incl. 10% extra) | [ID 37] - Hex Nut DIN 934 - M24 - 8 Galv. (incl. 10% extra) | 3571 | 23MBR305 | Stack+Diffusor+Diverter | 36 | PCE | Germany | [6 empty] | 2328 | S-2328-0005-A-23-3571-00263591-N | 440 | 404.92 | 4.07 | 126 | 81 | 92 | 11744-6000-23 | 22784183 | 731816 | N | N
Polo | Braden-Europe B.V. HEERLEN | TPMC | [ID 30] - Arandela 21 (incl. 10% extra) | [ID 30] - Washer 21 (incl. 10% extra) | [ID 38] - Tornillo hexagonal DIN 933 - M24 x 130 - 8.8 Galv. (incl. 10% extra) | [ID 38] - Hex-Head Bolt DIN 933 - M24 x 130 - 8.8 Galv. (incl. 10% extra) | 3571 | 23MBR305 | Stack+Diffusor+Diverter | 18 | PCE | Germany | [6 empty] | 2328 | S-2328-0005-A-23-3571-00263591-N | 440 | 404.92 | 10.56 | 126 | 81 | 92 | 11744-6000-23 | 22784184 | 731815 | N | N
Polo | Braden-Europe B.V. HEERLEN | TPMC | [ID 30] - Arandela 21 (incl. 10% extra) | [ID 30] - Washer 21 (incl. 10% extra) | [ID 39] - Tornillo hexagonal M16 (incl. 10% extra) | [ID 39] - Hex-Head Bolt M16 (incl. 10% extra) | 3571 | 23MBR305 | Stack+Diffusor+Diverter | 29 | PCE | Germany | [6 empty] | 2328 | S-2328-0005-A-23-3571-00263591-N | 440 | 404.92 | 3.07 | 126 | 81 | 92 | 11744-6000-23 | 22784185 | 731815 | N | N
Polo | Braden-Europe B.V. HEERLEN | TPMC | [ID 30] - Arandela 21 (incl. 10% extra) | [ID 30] - Washer 21 (incl. 10% extra) | [ID 40] - Arandela A 17 (incl. 10% extra) | [ID 40] - Washer A 17 (incl. 10% extra) | 3571 | 23MBR305 | Stack+Diffusor+Diverter | 58 | PCE | Germany | [6 empty] | 2328 | S-2328-0005-A-23-3571-00263591-N | 440 | 404.92 | 0.65 | 126 | 81 | 92 | 11744-6000-23 | 22784186 | 731821 | N | N
Polo | Braden-Europe B.V. HEERLEN | TPMC | [ID 30] - Arandela 21 (incl. 10% extra) | [ID 30] - Washer 21 (incl. 10% extra) | [ID 41] - Tuerca hexagonal M16 (incl. 10% extra) | [ID 41] - Hex Nut M16 (incl. 10% extra) | 3571 | 23MBR305 | Stack+Diffusor+Diverter | 29 | PCE | Germany | [6 empty] | 2328 | S-2328-0005-A-23-3571-00263591-N | 440 | 404.92 | 0.98 | 126 | 81 | 92 | 11744-6000-23 | 22784187 | 731816 | N | N
Polo | Braden-Europe B.V. HEERLEN | TPMC | [ID 30] - Arandela 21 (incl. 10% extra) | [ID 30] - Washer 21 (incl. 10% extra) | [ID 420] - Tornillo hexagonal M8 (incl. 10% extra) | [ID 420] - Hex-Head Bolt M8 (incl. 10% extra) | 3571 | 23MBR305 | Stack+Diffusor+Diverter | 536 | PCE | Germany | [6 empty] | 2328 | S-2328-0005-A-23-3571-00263591-N | 440 | 404.92 | 20.41 | 126 | 81 | 92 | 11744-6000-23 | 22784141 | 731815 | N | N
Polo | Braden-Europe B.V. HEERLEN | TPMC | [ID 30] - Arandela 21 (incl. 10% extra) | [ID 30] - Washer 21 (incl. 10% extra) | [ID 421] - Tuerca hexagonal M8 (incl. 10% extra) | [ID 421] - Hex Nut M8 (incl. 10% extra) | 3571 | 23MBR305 | Stack+Diffusor+Diverter | 1072 | PCE | Germany | [6 empty] | 2328 | S-2328-0005-A-23-3571-00263591-N | 440 | 404.92 | 11.31 | 126 | 81 | 92 | 11744-6000-23 | 22784142 | 731816 | N | N
Polo | Braden-Europe B.V. HEERLEN | TPMC | [ID 30] - Arandela 21 (incl. 10% extra) | [ID 30] - Washer 21 (incl. 10% extra) | [ID 489] - Tornillo hexagonal M24 (incl. 10% extra) | [ID 489] - Hex-Head Bolt M24 (incl. 10% extra) | 3571 | 23MBR305 | Stack+Diffusor+Diverter | 3 | PCE | Germany | [6 empty] | 2328 | S-2328-0005-A-23-3571-00263591-N | 440 | 404.92 | 1.05 | 126 | 81 | 92 | 11744-6000-23 | 22784143 | 731815 | N | N
Polo | Braden-Europe B.V. HEERLEN | TPMC | [ID 30] - Arandela 21 (incl. 10% extra) | [ID 30] - Washer 21 (incl. 10% extra) | [ID 497] - Arandela A 17 | [ID 497] - WASHER A 17 | 3571 | 23MBR305 | Stack+Diffusor+Diverter | 20 | PCE | Germany | [6 empty] | 2328 | S-2328-0005-A-23-3571-00263591-N | 440 | 404.92 | 0.9 | 126 | 81 | 92 | 11744-6000-23 | 22784144 | 731821 | N | N
Polo | Braden-Europe B.V. HEERLEN | TPMC | [ID 30] - Arandela 21 (incl. 10% extra) | [ID 30] - Washer 21 (incl. 10% extra) | [ID 622] - Abrazadera de alta resistencia al deslizamiento (Type CF) | [ID 622] - High Slip Resistance Clamp (Type CF) | 3571 | 23MBR305 | Stack+Diffusor+Diverter | 8 | PCE | Germany | [6 empty] | 2328 | S-2328-0005-A-23-3571-00263591-N | 440 | 404.92 | 3.67 | 126 | 81 | 92 | 11744-6000-23 | 22784145 | 730890 | N | N
Polo | Braden-Europe B.V. HEERLEN | TPMC | [ID 30] - Arandela 21 (incl. 10% extra) | [ID 30] - Washer 21 (incl. 10% extra) | [ID 623] - Arandela | [ID 623] - Washer | 3571 | 23MBR305 | Stack+Diffusor+Diverter | 4 | PCE | Germany | [6 empty] | 2328 | S-2328-0005-A-23-3571-00263591-N | 440 | 404.92 | 0.04 | 126 | 81 | 92 | 11744-6000-23 | 22784146 | 731821 | N | N
Polo | Braden-Europe B.V. HEERLEN | TPMC | [ID 30] - Arandela 21 (incl. 10% extra) | [ID 30] - Washer 21 (incl. 10% extra) | [ID 625] - Arandela muelle | [ID 625] - Spring Washer | 3571 | 23MBR305 | Stack+Diffusor+Diverter | 4 | PCE | Germany | [6 empty] | 2328 | S-2328-0005-A-23-3571-00263591-N | 440 | 404.92 | 0.04 | 126 | 81 | 92 | 11744-6000-23 | 22784147 | 731821 | N | N
Polo | Braden-Europe B.V. HEERLEN | TPMC | [ID 30] - Arandela 21 (incl. 10% extra) | [ID 30] - Washer 21 (incl. 10% extra) | [ID 635] - Tornillo hexagonal | [ID 635] - Hex-Head Bolt | 3571 | 23MBR305 | Stack+Diffusor+Diverter | 4 | PCE | Germany | [6 empty] | 2328 | S-2328-0005-A-23-3571-00263591-N | 440 | 404.92 | 0.42 | 126 | 81 | 92 | 11744-6000-23 | 22784148 | 731815 | N | N
Polo | Braden-Europe B.V. HEERLEN | TPMC | [ID 30] - Arandela 21 (incl. 10% extra) | [ID 30] - Washer 21 (incl. 10% extra) | [ID 639] - Tuerca hexagonal | [ID 639] - Hex Nut | 3571 | 23MBR305 | Stack+Diffusor+Diverter | 4 | PCE | Germany | [6 empty] | 2328 | S-2328-0005-A-23-3571-00263591-N | 440 | 404.92 | 0.14 | 126 | 81 | 92 | 11744-6000-23 | 22784149 | 731816 | N | N
Polo | Braden-Europe B.V. HEERLEN | TPMC | [ID 30] - Arandela 21 (incl. 10% extra) | [ID 30] - Washer 21 (incl. 10% extra) | [ID 656] - Arandela | [ID 656] - Washer | 3571 | 23MBR305 | Stack+Diffusor+Diverter | 4 | PCE | Germany | [6 empty] | 2328 | S-2328-0005-A-23-3571-00263591-N | 440 | 404.92 | 0.09 | 126 | 81 | 92 | 11744-6000-23 | 22784150 | 731821 | N | N
Polo | Braden-Europe B.V. HEERLEN | TPMC | [ID 30] - Arandela 21 (incl. 10% extra) | [ID 30] - Washer 21 (incl. 10% extra) | [ID 657] - Tornillo hexagonal | [ID 657] - Hex-Head Bolt | 3571 | 23MBR305 | Stack+Diffusor+Diverter | 4 | PCE | Germany | [6 empty] | 2328 | S-2328-0005-A-23-3571-00263591-N | 440 | 404.92 | 0.24 | 126 | 81 | 92 | 11744-6000-23 | 22784151 | 731815 | N | N
Polo | Braden-Europe B.V. HEERLEN | TPMC | [ID 30] - Arandela 21 (incl. 10% extra) | [ID 30] - Washer 21 (incl. 10% extra) | [ID 675] - Tornillo hexagonal M16 | [ID 675] - Hex-Head Bolt M16 | 3571 | 23MBR305 | Stack+Diffusor+Diverter | 11 | PCE | Germany | [6 empty] | 2328 | S-2328-0005-A-23-3571-00263591-N | 440 | 404.92 | 0.99 | 126 | 81 | 92 | 11744-6000-23 | 22784152 | 731815 | N | N
Polo | Braden-Europe B.V. HEERLEN | TPMC | [ID 30] - Arandela 21 (incl. 10% extra) | [ID 30] - Washer 21 (incl. 10% extra) | [ID 676] - Tuerca hexagonal M8 | [ID 676] - Hex Nut M8 | 3571 | 23MBR305 | Stack+Diffusor+Diverter | 6 | PCE | Germany | [6 empty] | 2328 | S-2328-0005-A-23-3571-00263591-N | 440 | 404.92 | 0.03 | 126 | 81 | 92 | 11744-6000-23 | 22784153 | 731816 | N | N
Polo | Braden-Europe B.V. HEERLEN | TPMC | [ID 30] - Arandela 21 (incl. 10% extra) | [ID 30] - Washer 21 (incl. 10% extra) | [ID 677] - Tornillo de cabeza avellanada M8 | [ID 677] - Hexagon Socket Countersunk Head Screw M8 | 3571 | 23MBR305 | Stack+Diffusor+Diverter | 6 | PCE | Germany | [6 empty] | 2328 | S-2328-0005-A-23-3571-00263591-N | 440 | 404.92 | 0.05 | 126 | 81 | 92 | 11744-6000-23 | 22784154 | 731815 | N | N
Polo | Braden-Europe B.V. HEERLEN | TPMC | [ID 30] - Arandela 21 (incl. 10% extra) | [ID 30] - Washer 21 (incl. 10% extra) | [ID 688] - Tuerca hexagonal DIN 934 - M8 - A4 | [ID 688] - Hex Nut DIN 934 - M8 - A4 | 3571 | 23MBR305 | Stack+Diffusor+Diverter | 96 | PCE | Germany | [6 empty] | 2328 | S-2328-0005-A-23-3571-00263591-N | 440 | 404.92 | 1.01 | 126 | 81 | 92 | 11744-6000-23 | 22784155 | 731816 | N | N
Polo | Braden-Europe B.V. HEERLEN | TPMC | [ID 30] - Arandela 21 (incl. 10% extra) | [ID 30] - Washer 21 (incl. 10% extra) | [ID 689] - Tornillo de cabeza avellanada ISO 10642 - M8 x 16 - A4 | [ID 689] - Hexagon Socket Countersunk Head Screw ISO 10642 - M8 x 16 - A4 | 3571 | 23MBR305 | Stack+Diffusor+Diverter | 96 | PCE | Germany | [6 empty] | 2328 | S-2328-0005-A-23-3571-00263591-N | 440 | 404.92 | 1.64 | 126 | 81 | 92 | 11744-6000-23 | 22784156 | 731815 | N | N
Polo | Braden-Europe B.V. HEERLEN | TPMC | [ID 30] - Arandela 21 (incl. 10% extra) | [ID 30] - Washer 21 (incl. 10% extra) | [ID 870] -Tuerca hexagonal M20 (incl. 10% extra) | [ID 870] - Hex Nut M20 (incl. 10% extra) | 3571 | 23MBR305 | Stack+Diffusor+Diverter | 18 | PCE | Germany | [6 empty] | 2328 | S-2328-0005-A-23-3571-00263591-N | 440 | 404.92 | 1.17 | 126 | 81 | 92 | 11744-6000-23 | 22784157 | 731816 | N | N
Polo | Braden-Europe B.V. HEERLEN | TPMC | [ID 30] - Arandela 21 (incl. 10% extra) | [ID 30] - Washer 21 (incl. 10% extra) | [ID 889] - Tornillo hexagonal DIN 933 - M20 x 120 - 10.9 Galv. (incl. 10% extra) | [ID 889] - Hex-Head Bolt DIN 933 - M20 x 120 - 10.9 Galv. (incl. 10% extra) | 3571 | 23MBR305 | Stack+Diffusor+Diverter | 9 | PCE | Germany | [6 empty] | 2328 | S-2328-0005-A-23-3571-00263591-N | 440 | 404.92 | 3.32 | 126 | 81 | 92 | 11744-6000-23 | 22784158 | 731815 | N | N
Polo | Braden-Europe B.V. HEERLEN | TPMC | [ID 30] - Arandela 21 (incl. 10% extra) | [ID 30] - Washer 21 (incl. 10% extra) | [ID 890] - Tuerca hexagonal M16 (incl. 10% extra) | [ID 890] - Hex Nut M16 (incl. 10% extra) | 3571 | 23MBR305 | Stack+Diffusor+Diverter | 132 | PCE | Germany | [6 empty] | 2328 | S-2328-0005-A-23-3571-00263591-N | 440 | 404.92 | 4.54 | 126 | 81 | 92 | 11744-6000-23 | 22784159 | 731816 | N | N
Polo | Braden-Europe B.V. HEERLEN | TPMC | [ID 30] - Arandela 21 (incl. 10% extra) | [ID 30] - Washer 21 (incl. 10% extra) | [ID 891] - Tuerca hexagonal DIN 934 - M20 - 10 Galv. (incl. 10% extra) | [ID 891] - Hex Nut DIN 934 - M20 - 10 Galv. (incl. 10% extra) | 3571 | 23MBR305 | Stack+Diffusor+Diverter | 18 | PCE | Germany | [6 empty] | 2328 | S-2328-0005-A-23-3571-00263591-N | 440 | 404.92 | 1.19 | 126 | 81 | 92 | 11744-6000-23 | 22784160 | 731816 | N | N
Polo | Braden-Europe B.V. HEERLEN | TPMC | [ID 30] - Arandela 21 (incl. 10% extra) | [ID 30] - Washer 21 (incl. 10% extra) | [ID 935] - Tuerca hexagonal DIN 934 - M20 - A4 (incl. 10% extra) | [ID 935] - Hex Nut DIN 934 - M20 - A4 (incl. 10% extra) | 3571 | 23MBR305 | Stack+Diffusor+Diverter | 71 | PCE | Germany | [6 empty] | 2328 | S-2328-0005-A-23-3571-00263591-N | 440 | 404.92 | 4.64 | 126 | 81 | 92 | 11744-6000-23 | 22784161 | 731816 | N | N
Polo | Braden-Europe B.V. HEERLEN | TPMC | [ID 30] - Arandela 21 (incl. 10% extra) | [ID 30] - Washer 21 (incl. 10% extra) | [ID 961] - Tuerca hexagonal DIN 934 - M20 - A4 (incl. 10% extra) | [ID 961] - Hex Nut DIN 934 - M20 - A4 (incl. 10% extra) | 3571 | 23MBR305 | Stack+Diffusor+Diverter | 9 | PCE | Germany | [6 empty] | 2328 | S-2328-0005-A-23-3571-00263591-N | 440 | 404.92 | 0.59 | 126 | 81 | 92 | 11744-6000-23 | 22784162 | 731816 | N | N
Polo | Braden-Europe B.V. HEERLEN | TPMC | [ID 30] - Arandela 21 (incl. 10% extra) | [ID 30] - Washer 21 (incl. 10% extra) | [ID 996] - Tuerca hexagonal M20 (incl. 10% extra) | [ID 996] - Hex Nut M20 (incl. 10% extra) | 3571 | 23MBR305 | Stack+Diffusor+Diverter | 9 | PCE | Germany | [6 empty] | 2328 | S-2328-0005-A-23-3571-00263591-N | 440 | 404.92 | 0.59 | 126 | 81 | 92 | 11744-6000-23 | 22784163 | 731816 | N | N
Polo | Braden-Europe B.V. HEERLEN | TPMC | [ID 30] - Arandela 21 (incl. 10% extra) | [ID 30] - Washer 21 (incl. 10% extra) | [ID 1313] - Tornillo hexagonal M16 (incl. 10% extra) | [ID 1313] - Hex-Head Bolt M16 (incl. 10% extra) | 3571 | 23MBR305 | Stack+Diffusor+Diverter | 266 | PCE | Germany | [6 empty] | 2328 | S-2328-0006-A-23-3571-00263591-N | 645 | 580.64 | 31.84 | 126 | 81 | 92 | 11744-6000-23 | 22784208 | 731815 | N | N
Polo | Braden-Europe B.V. HEERLEN | TPMC | [ID 30] - Arandela 21 (incl. 10% extra) | [ID 30] - Washer 21 (incl. 10% extra) | [ID 1314] - Tornillo hexagonal M16 (incl. 10% extra) | [ID 1314] - Hex-Head Bolt M16 (incl. 10% extra) | 3571 | 23MBR305 | Stack+Diffusor+Diverter | 5 | PCE | Germany | [6 empty] | 2328 | S-2328-0006-A-23-3571-00263591-N | 645 | 580.64 | 0.64 | 126 | 81 | 92 | 11744-6000-23 | 22784209 | 731815 | N | N
Polo | Braden-Europe B.V. HEERLEN | TPMC | [ID 30] - Arandela 21 (incl. 10% extra) | [ID 30] - Washer 21 (incl. 10% extra) | [ID 1315] - Tornillo hexagonal M16 (incl. 10% extra) | [ID 1315] - Hex-Head Bolt M16 (incl. 10% extra) | 3571 | 23MBR305 | Stack+Diffusor+Diverter | 159 | PCE | Germany | [6 empty] | 2328 | S-2328-0006-A-23-3571-00263591-N | 645 | 580.64 | 21.54 | 126 | 81 | 92 | 11744-6000-23 | 22784210 | 731815 | N | N
Polo | Braden-Europe B.V. HEERLEN | TPMC | [ID 30] - Arandela 21 (incl. 10% extra) | [ID 30] - Washer 21 (incl. 10% extra) | [ID 1316] - Tornillo hexagonal M20 (incl. 10% extra) | [ID 1316] - Hex-Head Bolt M20 (incl. 10% extra) | 3571 | 23MBR305 | Stack+Diffusor+Diverter | 18 | PCE | Germany | [6 empty] | 2328 | S-2328-0006-A-23-3571-00263591-N | 645 | 580.64 | 3.83 | 126 | 81 | 92 | 11744-6000-23 | 22784211 | 731815 | N | N
Polo | Braden-Europe B.V. HEERLEN | TPMC | [ID 30] - Arandela 21 (incl. 10% extra) | [ID 30] - Washer 21 (incl. 10% extra) | [ID 1317] - Tornillo hexagonal M20 (incl. 10% extra) | [ID 1317] - Hex-Head Bolt M20 (incl. 10% extra) | 3571 | 23MBR305 | Stack+Diffusor+Diverter | 18 | PCE | Germany | [6 empty] | 2328 | S-2328-0006-A-23-3571-00263591-N | 645 | 580.64 | 4.05 | 126 | 81 | 92 | 11744-6000-23 | 22784212 | 731815 | N | N
Polo | Braden-Europe B.V. HEERLEN | TPMC | [ID 30] - Arandela 21 (incl. 10% extra) | [ID 30] - Washer 21 (incl. 10% extra) | [ID 1319] - Tornillo hexagonal M20 (incl. 10% extra) | [ID 1319] - Hex-Head Bolt M20 (incl. 10% extra) | 3571 | 23MBR305 | Stack+Diffusor+Diverter | 62 | PCE | Germany | [6 empty] | 2328 | S-2328-0006-A-23-3571-00263591-N | 645 | 580.64 | 16.23 | 126 | 81 | 92 | 11744-6000-23 | 22784213 | 731815 | N | N
Polo | Braden-Europe B.V. HEERLEN | TPMC | [ID 30] - Arandela 21 (incl. 10% extra) | [ID 30] - Washer 21 (incl. 10% extra) | [ID 1321] - Tornillo hexagonal M24 (incl. 10% extra) | [ID 1321] - Hex-Head Bolt M24 (incl. 10% extra) | 3571 | 23MBR305 | Stack+Diffusor+Diverter | 106 | PCE | Germany | [6 empty] | 2328 | S-2328-0006-A-23-3571-00263591-N | 645 | 580.64 | 55.56 | 126 | 81 | 92 | 11744-6000-23 | 22784214 | 731815 | N | N
Polo | Braden-Europe B.V. HEERLEN | TPMC | [ID 30] - Arandela 21 (incl. 10% extra) | [ID 30] - Washer 21 (incl. 10% extra) | [ID 1324] - Tuerca hexagonal M20 (incl. 10% extra) | [ID 1324] - Hex Nut M20 (incl. 10% extra) | 3571 | 23MBR305 | Stack+Diffusor+Diverter | 634 | PCE | Germany | [6 empty] | 2328 | S-2328-0006-A-23-3571-00263591-N | 645 | 580.64 | 50.5 | 126 | 81 | 92 | 11744-6000-23 | 22784215 | 731816 | N | N
Polo | Braden-Europe B.V. HEERLEN | TPMC | [ID 30] - Arandela 21 (incl. 10% extra) | [ID 30] - Washer 21 (incl. 10% extra) | [ID 1325] - Tuerca hexagonal M24 (incl. 10% extra) | [ID 1325] - Hex Nut M24 (incl. 10% extra) | 3571 | 23MBR305 | Stack+Diffusor+Diverter | 247 | PCE | Germany | [6 empty] | 2328 | S-2328-0006-A-23-3571-00263591-N | 645 | 580.64 | 42.4 | 126 | 81 | 92 | 11744-6000-23 | 22784216 | 731816 | N | N
Polo | Braden-Europe B.V. HEERLEN | TPMC | [ID 30] - Arandela 21 (incl. 10% extra) | [ID 30] - Washer 21 (incl. 10% extra) | [ID 1326] - Arandela 17 (incl. 10% extra) | [ID 1326] - Washer 17 (incl. 10% extra) | 3571 | 23MBR305 | Stack+Diffusor+Diverter | 988 | PCE | Germany | [6 empty] | 2328 | S-2328-0006-A-23-3571-00263591-N | 645 | 580.64 | 13.96 | 126 | 81 | 92 | 11744-6000-23 | 22784217 | 731821 | N | N
Polo | Braden-Europe B.V. HEERLEN | TPMC | [ID 30] - Arandela 21 (incl. 10% extra) | [ID 30] - Washer 21 (incl. 10% extra) | [ID 1327] - Arandela 21 (incl. 10% extra) | [ID 1327] - Washer 21 (incl. 10% extra) | 3571 | 23MBR305 | Stack+Diffusor+Diverter | 1268 | PCE | Germany | [6 empty] | 2328 | S-2328-0006-A-23-3571-00263591-N | 645 | 580.64 | 27.06 | 126 | 81 | 92 | 11744-6000-23 | 22784218 | 731821 | N | N
Polo | Braden-Europe B.V. HEERLEN | TPMC | [ID 30] - Arandela 21 (incl. 10% extra) | [ID 30] - Washer 21 (incl. 10% extra) | [ID 1328] - Arandela 25 (incl. 10% extra) | [ID 1328] - Washer 25 (incl. 10% extra) | 3571 | 23MBR305 | Stack+Diffusor+Diverter | 493 | PCE | Germany | [6 empty] | 2328 | S-2328-0006-A-23-3571-00263591-N | 645 | 580.64 | 15.03 | 126 | 81 | 92 | 11744-6000-23 | 22784219 | 731821 | N | N
Polo | Braden-Europe B.V. HEERLEN | TPMC | [ID 30] - Arandela 21 (incl. 10% extra) | [ID 30] - Washer 21 (incl. 10% extra) | [ID 1357] - Tuerca hexagonal M20 (incl. 10% extra) | [ID 1357] - Hex Nut M20 (incl. 10% extra) | 3571 | 23MBR305 | Stack+Diffusor+Diverter | 62 | PCE | Germany | [6 empty] | 2328 | S-2328-0006-A-23-3571-00263591-N | 645 | 580.64 | 0.71 | 126 | 81 | 92 | 11744-6000-23 | 22784220 | 731816 | N | N
Polo | Braden-Europe B.V. HEERLEN | TPMC | [ID 30] - Arandela 21 (incl. 10% extra) | [ID 30] - Washer 21 (incl. 10% extra) | [ID 1358] - Arandela 21 (incl. 10% extra) | [ID 1358] - Washer 21 (incl. 10% extra) | 3571 | 23MBR305 | Stack+Diffusor+Diverter | 124 | PCE | Germany | [6 empty] | 2328 | S-2328-0006-A-23-3571-00263591-N | 645 | 580.64 | 0.38 | 126 | 81 | 92 | 11744-6000-23 | 22784221 | 731821 | N | N
Polo | Braden-Europe B.V. HEERLEN | TPMC | [ID 30] - Arandela 21 (incl. 10% extra) | [ID 30] - Washer 21 (incl. 10% extra) | [ID 1375] - Tuerca hexagonal M20 (incl. 10% extra) | [ID 1375] - Hex Nut M20 (incl. 10% extra) | 3571 | 23MBR305 | Stack+Diffusor+Diverter | 9 | PCE | Germany | [6 empty] | 2328 | S-2328-0006-A-23-3571-00263591-N | 645 | 580.64 | 0.72 | 126 | 81 | 92 | 11744-6000-23 | 22784222 | 731816 | N | N
Polo | Braden-Europe B.V. HEERLEN | TPMC | [ID 30] - Arandela 21 (incl. 10% extra) | [ID 30] - Washer 21 (incl. 10% extra) | [ID 1376] - Arandela 21 (incl. 10% extra) | [ID 1376] - Washer 21 (incl. 10% extra) | 3571 | 23MBR305 | Stack+Diffusor+Diverter | 18 | PCE | Germany | [6 empty] | 2328 | S-2328-0006-A-23-3571-00263591-N | 645 | 580.64 | 0.38 | 126 | 81 | 92 | 11744-6000-23 | 22784223 | 731821 | N | N
Polo | Braden-Europe B.V. HEERLEN | TPMC | [ID 30] - Arandela 21 (incl. 10% extra) | [ID 30] - Washer 21 (incl. 10% extra) | [ID 1394] - Tuerca hexagonal M20 (incl. 10% extra) | [ID 1394] - Hex Nut M20 (incl. 10% extra) | 3571 | 23MBR305 | Stack+Diffusor+Diverter | 9 | PCE | Germany | [6 empty] | 2328 | S-2328-0006-A-23-3571-00263591-N | 645 | 580.64 | 0.72 | 126 | 81 | 92 | 11744-6000-23 | 22784224 | 731816 | N | N
Polo | Braden-Europe B.V. HEERLEN | TPMC | [ID 30] - Arandela 21 (incl. 10% extra) | [ID 30] - Washer 21 (incl. 10% extra) | [ID 1395] - Arandela 21 (incl. 10% extra) | [ID 1395] - Washer 21 (incl. 10% extra) | 3571 | 23MBR305 | Stack+Diffusor+Diverter | 18 | PCE | Germany | [6 empty] | 2328 | S-2328-0006-A-23-3571-00263591-N | 645 | 580.64 | 0.38 | 126 | 81 | 92 | 11744-6000-23 | 22784225 | 731821 | N | N
Polo | Braden-Europe B.V. HEERLEN | TPMC | [ID 30] - Arandela 21 (incl. 10% extra) | [ID 30] - Washer 21 (incl. 10% extra) | [ID 1413] - Tornillo hexagonal DIN 6914 - M20 x 70 - 10.9 Galv. (incl. 10% extra) | [ID 1413] - Hex-Head Bolt DIN 6914 - M20 x 70 - 10.9 Galv. (incl. 10% extra) | 3571 | 23MBR305 | Stack+Diffusor+Diverter | 14 | PCE | Germany | [6 empty] | 2328 | S-2328-0006-A-23-3571-00263591-N | 645 | 580.64 | 3.66 | 126 | 81 | 92 | 11744-6000-23 | 22784226 | 731815 | N | N
Polo | Braden-Europe B.V. HEERLEN | TPMC | [ID 30] - Arandela 21 (incl. 10% extra) | [ID 30] - Washer 21 (incl. 10% extra) | [ID 1414] - Tuerca hexagonal M20 (incl. 10% extra) | [ID 1414] - Hex Nut M20 (incl. 10% extra) | 3571 | 23MBR305 | Stack+Diffusor+Diverter | 14 | PCE | Germany | [6 empty] | 2328 | S-2328-0006-A-23-3571-00263591-N | 645 | 580.64 | 1.12 | 126 | 81 | 92 | 11744-6000-23 | 22784227 | 731816 | N | N
Polo | Braden-Europe B.V. HEERLEN | TPMC | [ID 30] - Arandela 21 (incl. 10% extra) | [ID 30] - Washer 21 (incl. 10% extra) | [ID 1415] - Arandela 21 (incl. 10% extra) | [ID 1415] - Washer 21 (incl. 10% extra) | 3571 | 23MBR305 | Stack+Diffusor+Diverter | 27 | PCE | Germany | [6 empty] | 2328 | S-2328-0006-A-23-3571-00263591-N | 645 | 580.64 | 0.57 | 126 | 81 | 92 | 11744-6000-23 | 22784228 | 731821 | N | N
Polo | Braden-Europe B.V. HEERLEN | TPMC | [ID 30] - Arandela 21 (incl. 10% extra) | [ID 30] - Washer 21 (incl. 10% extra) | [ID 1433] - Tornillo hexagonal DIN 6914 - M20 x 70 - 10.9 Galv. (incl. 10% extra) | [ID 1433] - Hex-Head Bolt DIN 6914 - M20 x 70 - 10.9 Galv. (incl. 10% extra) | 3571 | 23MBR305 | Stack+Diffusor+Diverter | 14 | PCE | Germany | [6 empty] | 2328 | S-2328-0006-A-23-3571-00263591-N | 645 | 580.64 | 3.66 | 126 | 81 | 92 | 11744-6000-23 | 22784229 | 731815 | N | N
Polo | Braden-Europe B.V. HEERLEN | TPMC | [ID 30] - Arandela 21 (incl. 10% extra) | [ID 30] - Washer 21 (incl. 10% extra) | [ID 1434] - Tornillo hexagonal DIN 6914 - M20 x 90 - 10.9 Galv. (incl. 10% extra) | [ID 1434] - Hex-Head Bolt DIN 6914 - M20 x 90 - 10.9 Galv. (incl. 10% extra) | 3571 | 23MBR305 | Stack+Diffusor+Diverter | 5 | PCE | Germany | [6 empty] | 2328 | S-2328-0006-A-23-3571-00263591-N | 645 | 580.64 | 1.55 | 126 | 81 | 92 | 11744-6000-23 | 22784230 | 731815 | N | N
Polo | Braden-Europe B.V. HEERLEN | TPMC | [ID 30] - Arandela 21 (incl. 10% extra) | [ID 30] - Washer 21 (incl. 10% extra) | [ID 1435] - Tuerca hexagonal M20 (incl. 10% extra) | [ID 1435] - Hex Nut M20 (incl. 10% extra) | 3571 | 23MBR305 | Stack+Diffusor+Diverter | 18 | PCE | Germany | [6 empty] | 2328 | S-2328-0006-A-23-3571-00263591-N | 645 | 580.64 | 1.43 | 126 | 81 | 92 | 11744-6000-23 | 22784231 | 731816 | N | N
Polo | Braden-Europe B.V. HEERLEN | TPMC | [ID 30] - Arandela 21 (incl. 10% extra) | [ID 30] - Washer 21 (incl. 10% extra) | [ID 1436] - Arandela 21 (incl. 10% extra) | [ID 1436] - Washer 21 (incl. 10% extra) | 3571 | 23MBR305 | Stack+Diffusor+Diverter | 36 | PCE | Germany | [6 empty] | 2328 | S-2328-0006-A-23-3571-00263591-N | 645 | 580.64 | 0.77 | 126 | 81 | 92 | 11744-6000-23 | 22784232 | 731821 | N | N
Polo | Braden-Europe B.V. HEERLEN | TPMC | [ID 30] - Arandela 21 (incl. 10% extra) | [ID 30] - Washer 21 (incl. 10% extra) | [ID 1494] - Tornillo hexagonal DIN 6914 - M20 x 70 - 10.9 Galv. (incl. 10% extra) | [ID 1494] - Hex-Head Bolt DIN 6914 - M20 x 70 - 10.9 Galv. (incl. 10% extra) | 3571 | 23MBR305 | Stack+Diffusor+Diverter | 27 | PCE | Germany | [6 empty] | 2328 | S-2328-0006-A-23-3571-00263591-N | 645 | 580.64 | 7.07 | 126 | 81 | 92 | 11744-6000-23 | 22784233 | 731815 | N | N
Polo | Braden-Europe B.V. HEERLEN | TPMC | [ID 30] - Arandela 21 (incl. 10% extra) | [ID 30] - Washer 21 (incl. 10% extra) | [ID 1495] - Tuerca hexagonal M20 (incl. 10% extra) | [ID 1495] - Hex Nut M20 (incl. 10% extra) | 3571 | 23MBR305 | Stack+Diffusor+Diverter | 27 | PCE | Germany | [6 empty] | 2328 | S-2328-0006-A-23-3571-00263591-N | 645 | 580.64 | 2.15 | 126 | 81 | 92 | 11744-6000-23 | 22784234 | 731816 | N | N
Polo | Braden-Europe B.V. HEERLEN | TPMC | [ID 30] - Arandela 21 (incl. 10% extra) | [ID 30] - Washer 21 (incl. 10% extra) | [ID 1496] - Arandela 21 (incl. 10% extra) | [ID 1496] - Washer 21 (incl. 10% extra) | 3571 | 23MBR305 | Stack+Diffusor+Diverter | 53 | PCE | Germany | [6 empty] | 2328 | S-2328-0006-A-23-3571-00263591-N | 645 | 580.64 | 1.13 | 126 | 81 | 92 | 11744-6000-23 | 22784235 | 731821 | N | N
Polo | Braden-Europe B.V. HEERLEN | TPMC | [ID 30] - Arandela 21 (incl. 10% extra) | [ID 30] - Washer 21 (incl. 10% extra) | [ID 1550] - Tornillo hexagonal M16 (incl. 10% extra) | [ID 1550] - Hex-Head Bolt M16 (incl. 10% extra) | 3571 | 23MBR305 | Stack+Diffusor+Diverter | 44 | PCE | Germany | [6 empty] | 2328 | S-2328-0006-A-23-3571-00263591-N | 645 | 580.64 | 6.3 | 126 | 81 | 92 | 11744-6000-23 | 22784236 | 731815 | N | N
Polo | Braden-Europe B.V. HEERLEN | TPMC | [ID 30] - Arandela 21 (incl. 10% extra) | [ID 30] - Washer 21 (incl. 10% extra) | [ID 1552] - Arandela 17 (incl. 10% extra) | [ID 1552] - Washer 17 (incl. 10% extra) | 3571 | 23MBR305 | Stack+Diffusor+Diverter | 88 | PCE | Germany | [6 empty] | 2328 | S-2328-0006-A-23-3571-00263591-N | 645 | 580.64 | 1.24 | 126 | 81 | 92 | 11744-6000-23 | 22784237 | 731821 | N | N
Polo | Braden-Europe B.V. HEERLEN | TPMC | [ID 30] - Arandela 21 (incl. 10% extra) | [ID 30] - Washer 21 (incl. 10% extra) | [ID 2168] - Tornillo hexagonal M20 (incl. 10% extra) | [ID 2168] - Hex-Head Bolt M20 (incl. 10% extra) | 3571 | 23MBR305 | Stack+Diffusor+Diverter | 14 | PCE | Germany | [6 empty] | 2328 | S-2328-0006-A-23-3571-00263591-N | 645 | 580.64 | 3.85 | 126 | 81 | 92 | 11744-6000-23 | 22784238 | 731815 | N | N
Polo | Braden-Europe B.V. HEERLEN | TPMC | [ID 30] - Arandela 21 (incl. 10% extra) | [ID 30] - Washer 21 (incl. 10% extra) | [ID 2169] - Arandela A 20 (incl. 10% extra) | [ID 2169] - Washer A 20 (incl. 10% extra) | 3571 | 23MBR305 | Stack+Diffusor+Diverter | 27 | PCE | Germany | [6 empty] | 2328 | S-2328-0006-A-23-3571-00263591-N | 645 | 580.64 | 0.56 | 126 | 81 | 92 | 11744-6000-23 | 22784239 | 731821 | N | N
Polo | Braden-Europe B.V. HEERLEN | TPMC | [ID 30] - Arandela 21 (incl. 10% extra) | [ID 30] - Washer 21 (incl. 10% extra) | [ID 2170] - Tuerca hexagonal M20 (incl. 10% extra) | [ID 2170] - Hex Nut M20 (incl. 10% extra) | 3571 | 23MBR305 | Stack+Diffusor+Diverter | 14 | PCE | Germany | [6 empty] | 2328 | S-2328-0006-A-23-3571-00263591-N | 645 | 580.64 | 1.17 | 126 | 81 | 92 | 11744-6000-23 | 22784240 | 731816 | N | N
Polo | Braden-Europe B.V. HEERLEN | TPMC | [ID 30] - Arandela 21 (incl. 10% extra) | [ID 30] - Washer 21 (incl. 10% extra) | [ID 30] - Arandela 21 (incl. 10% extra) | [ID 30] - Washer 21 (incl. 10% extra) | 3571 | 23MBR305 | Stack+Diffusor+Diverter | 388 | PCE | Germany | [6 empty] | 2328 | S-2328-0006-A-23-3571-00263591-N | 645 | 580.64 | 8.28 | 126 | 81 | 92 | 11744-6000-23 | 22784195 | 731821 | N | N
Polo | Braden-Europe B.V. HEERLEN | TPMC | [ID 30] - Arandela 21 (incl. 10% extra) | [ID 30] - Washer 21 (incl. 10% extra) | [ID 31] - Tuerca hexagonal M20 (incl. 10% extra) | [ID 31] - Hex Nut M20 (incl. 10% extra) | 3571 | 23MBR305 | Stack+Diffusor+Diverter | 194 | PCE | Germany | [6 empty] | 2328 | S-2328-0006-A-23-3571-00263591-N | 645 | 580.64 | 15.45 | 126 | 81 | 92 | 11744-6000-23 | 22784196 | 731816 | N | N
Polo | Braden-Europe B.V. HEERLEN | TPMC | [ID 30] - Arandela 21 (incl. 10% extra) | [ID 30] - Washer 21 (incl. 10% extra) | [ID 32] - Tornillo hexagonal M20 (incl. 10% extra) | [ID 32] - Hex-Head Bolt M20 (incl. 10% extra) | 3571 | 23MBR305 | Stack+Diffusor+Diverter | 194 | PCE | Germany | [6 empty] | 2328 | S-2328-0006-A-23-3571-00263591-N | 645 | 580.64 | 62.74 | 126 | 81 | 92 | 11744-6000-23 | 22784197 | 731815 | N | N
Polo | Braden-Europe B.V. HEERLEN | TPMC | [ID 30] - Arandela 21 (incl. 10% extra) | [ID 30] - Washer 21 (incl. 10% extra) | [ID 33] - Tuerca hexagonal M24 (incl. 10% extra) | [ID 33] - Hex Nut M24 (incl. 10% extra) | 3571 | 23MBR305 | Stack+Diffusor+Diverter | 141 | PCE | Germany | [6 empty] | 2328 | S-2328-0006-A-23-3571-00263591-N | 645 | 580.64 | 24.2 | 126 | 81 | 92 | 11744-6000-23 | 22784198 | 731816 | N | N
Polo | Braden-Europe B.V. HEERLEN | TPMC | [ID 30] - Arandela 21 (incl. 10% extra) | [ID 30] - Washer 21 (incl. 10% extra) | [ID 34] - Arandela 25 (incl. 10% extra) | [ID 34] - Washer 25 (incl. 10% extra) | 3571 | 23MBR305 | Stack+Diffusor+Diverter | 282 | PCE | Germany | [6 empty] | 2328 | S-2328-0006-A-23-3571-00263591-N | 645 | 580.64 | 8.6 | 126 | 81 | 92 | 11744-6000-23 | 22784199 | 731821 | N | N
Polo | Braden-Europe B.V. HEERLEN | TPMC | [ID 30] - Arandela 21 (incl. 10% extra) | [ID 30] - Washer 21 (incl. 10% extra) | [ID 35] - Tornillo hexagonal M24 (incl. 10% extra) | [ID 35] - Hex-Head Bolt M24 (incl. 10% extra) | 3571 | 23MBR305 | Stack+Diffusor+Diverter | 141 | PCE | Germany | [6 empty] | 2328 | S-2328-0006-A-23-3571-00263591-N | 645 | 580.64 | 78.92 | 126 | 81 | 92 | 11744-6000-23 | 22784200 | 731815 | N | N
Polo | Braden-Europe B.V. HEERLEN | TPMC | [ID 30] - Arandela 21 (incl. 10% extra) | [ID 30] - Washer 21 (incl. 10% extra) | [ID 626] - Tornillo hexagonal | [ID 626] - Hex-Head Bolt | 3571 | 23MBR305 | Stack+Diffusor+Diverter | 16 | PCE | Germany | [6 empty] | 2328 | S-2328-0006-A-23-3571-00263591-N | 645 | 580.64 | 5.17 | 126 | 81 | 92 | 11744-6000-23 | 22784201 | 731815 | N | N
Polo | Braden-Europe B.V. HEERLEN | TPMC | [ID 30] - Arandela 21 (incl. 10% extra) | [ID 30] - Washer 21 (incl. 10% extra) | [ID 627] - Tornillo hexagonal | [ID 627] - Hex-Head Bolt | 3571 | 23MBR305 | Stack+Diffusor+Diverter | 60 | PCE | Germany | [6 empty] | 2328 | S-2328-0006-A-23-3571-00263591-N | 645 | 580.64 | 33.58 | 126 | 81 | 92 | 11744-6000-23 | 22784202 | 731815 | N | N
Polo | Braden-Europe B.V. HEERLEN | TPMC | [ID 30] - Arandela 21 (incl. 10% extra) | [ID 30] - Washer 21 (incl. 10% extra) | [ID 628] - Tornillo hexagonal | [ID 628] - Hex-Head Bolt | 3571 | 23MBR305 | Stack+Diffusor+Diverter | 8 | PCE | Germany | [6 empty] | 2328 | S-2328-0006-A-23-3571-00263591-N | 645 | 580.64 | 3.77 | 126 | 81 | 92 | 11744-6000-23 | 22784203 | 731815 | N | N
Polo | Braden-Europe B.V. HEERLEN | TPMC | [ID 30] - Arandela 21 (incl. 10% extra) | [ID 30] - Washer 21 (incl. 10% extra) | [ID 629] - Tuerca hexagonal | [ID 629] - Hex Nut | 3571 | 23MBR305 | Stack+Diffusor+Diverter | 16 | PCE | Germany | [6 empty] | 2328 | S-2328-0006-A-23-3571-00263591-N | 645 | 580.64 | 1.27 | 126 | 81 | 92 | 11744-6000-23 | 22784204 | 731816 | N | N
Polo | Braden-Europe B.V. HEERLEN | TPMC | [ID 30] - Arandela 21 (incl. 10% extra) | [ID 30] - Washer 21 (incl. 10% extra) | [ID 630] - Tuerca hexagonal | [ID 630] - Hex Nut | 3571 | 23MBR305 | Stack+Diffusor+Diverter | 68 | PCE | Germany | [6 empty] | 2328 | S-2328-0006-A-23-3571-00263591-N | 645 | 580.64 | 11.67 | 126 | 81 | 92 | 11744-6000-23 | 22784205 | 731816 | N | N
Polo | Braden-Europe B.V. HEERLEN | TPMC | [ID 30] - Arandela 21 (incl. 10% extra) | [ID 30] - Washer 21 (incl. 10% extra) | [ID 631] - Arandela | [ID 631] - Washer | 3571 | 23MBR305 | Stack+Diffusor+Diverter | 32 | PCE | Germany | [6 empty] | 2328 | S-2328-0006-A-23-3571-00263591-N | 645 | 580.64 | 0.68 | 126 | 81 | 92 | 11744-6000-23 | 22784206 | 731821 | N | N
Polo | Braden-Europe B.V. HEERLEN | TPMC | [ID 30] - Arandela 21 (incl. 10% extra) | [ID 30] - Washer 21 (incl. 10% extra) | [ID 632] - Arandela | [ID 632] - Washer | 3571 | 23MBR305 | Stack+Diffusor+Diverter | 136 | PCE | Germany | [6 empty] | 2328 | S-2328-0006-A-23-3571-00263591-N | 645 | 580.64 | 4.15 | 126 | 81 | 92 | 11744-6000-23 | 22784207 | 731821 | N | N
Polo | Braden-Europe B.V. HEERLEN | TPMC | [ID 303] - Sujetador de cabeza de martillo Müpro, M8 x 40 mm ped. n.° 115166 | [ID 303] - Müpro Hammer head fasten, M8 x 40 mm Ord. No. 115166 | [ID 303] - Sujetador de cabeza de martillo Müpro, M8 x 40 mm ped. n.° 115166 | [ID 303] - Müpro Hammer head fasten, M8 x 40 mm Ord. No. 115166 | 3571 | 23MBR305 | Stack+Diffusor+Diverter | 150 | PCE | Germany | [6 empty] | 2328 | S-2328-0007-A-23-3571-00263591-N | 210 | 133.1 | 4 | 100 | 100 | 80 | 11744-6000-23 | 22784256 | 732690 | N | N
Polo | Braden-Europe B.V. HEERLEN | TPMC | [ID 303] - Sujetador de cabeza de martillo Müpro, M8 x 40 mm ped. n.° 115166 | [ID 303] - Müpro Hammer head fasten, M8 x 40 mm Ord. No. 115166 | [ID 305] - Conector de canal Müpro 27/18 ped. n.° 120060 | [ID 305] - Müpro Channel connector 27/18 Ord. No.120060 | 3571 | 23MBR305 | Stack+Diffusor+Diverter | 10 | PCE | Germany | [6 empty] | 2328 | S-2328-0007-A-23-3571-00263591-N | 210 | 133.1 | 0.8 | 100 | 100 | 80 | 11744-6000-23 | 22784257 | 732690 | N | N
Polo | Braden-Europe B.V. HEERLEN | TPMC | [ID 303] - Sujetador de cabeza de martillo Müpro, M8 x 40 mm ped. n.° 115166 | [ID 303] - Müpro Hammer head fasten, M8 x 40 mm Ord. No. 115166 | [ID 306] - Bridas de amoladora Müpro para 27/18 ped. n.° 130281 | [ID 306] - Müpro girder cleats for 27/18 Ord. No.130281 | 3571 | 23MBR305 | Stack+Diffusor+Diverter | 210 | PCE | Germany | [6 empty] | 2328 | S-2328-0007-A-23-3571-00263591-N | 210 | 133.1 | 5.9 | 100 | 100 | 80 | 11744-6000-23 | 22784258 | 732690 | N | N
Polo | Braden-Europe B.V. HEERLEN | TPMC | [ID 303] - Sujetador de cabeza de martillo Müpro, M8 x 40 mm ped. n.° 115166 | [ID 303] - Müpro Hammer head fasten, M8 x 40 mm Ord. No. 115166 | [ID 424] - Conducto flexible Anamet Anaconda Liquidtite N ø3/4" Art. n.° 667.020.0 | [ID 424] - Flexible conduit Anamet Anaconda Liquidtite N ø3/4" Art. No. 667.020.0 | 3571 | 23MBR305 | Stack+Diffusor+Diverter | 1 | PCE | Germany | [6 empty] | 2328 | S-2328-0007-A-23-3571-00263591-N | 210 | 133.1 | 27.3 | 100 | 100 | 80 | 11744-6000-23 | 22784259 | 847989 | N | N
Polo | Braden-Europe B.V. HEERLEN | TPMC | [ID 303] - Sujetador de cabeza de martillo Müpro, M8 x 40 mm ped. n.° 115166 | [ID 303] - Müpro Hammer head fasten, M8 x 40 mm Ord. No. 115166 | [ID 425] - Conector de conducto macho recto Anamet ISO M25 x 1.5 Art. n.° 812.025.1 | [ID 425] - Male straight conduit connector Anamet ISO M25x1.5 Art. No. 812.025.1 | 3571 | 23MBR305 | Stack+Diffusor+Diverter | 31 | PCE | Germany | [6 empty] | 2328 | S-2328-0007-A-23-3571-00263591-N | 210 | 133.1 | 3.7 | 100 | 100 | 80 | 11744-6000-23 | 22784260 | 732690 | N | N
Polo | Braden-Europe B.V. HEERLEN | TPMC | [ID 303] - Sujetador de cabeza de martillo Müpro, M8 x 40 mm ped. n.° 115166 | [ID 303] - Müpro Hammer head fasten, M8 x 40 mm Ord. No. 115166 | [ID 426] - Tapa de extremo Fränkische ø25 Art. n.° 259.96.025 | [ID 426] - Endcap Fränkische ø25 Art. No. 259.96.025 | 3571 | 23MBR305 | Stack+Diffusor+Diverter | 10 | PCE | Germany | [6 empty] | 2328 | S-2328-0007-A-23-3571-00263591-N | 210 | 133.1 | 1 | 100 | 100 | 80 | 11744-6000-23 | 22784261 | 730630 | N | N
Polo | Braden-Europe B.V. HEERLEN | TPMC | [ID 303] - Sujetador de cabeza de martillo Müpro, M8 x 40 mm ped. n.° 115166 | [ID 303] - Müpro Hammer head fasten, M8 x 40 mm Ord. No. 115166 | [ID 427] - Contratuerca Anamet ISO M25 x 1 Art. n.° 880.125.0 | [ID 427] - Counternut Anamet ISO M25x1 Art. No. 880.125.0 | 3571 | 23MBR305 | Stack+Diffusor+Diverter | 10 | PCE | Germany | [6 empty] | 2328 | S-2328-0007-A-23-3571-00263591-N | 210 | 133.1 | 0.8 | 100 | 100 | 80 | 11744-6000-23 | 22784262 | 731816 | N | N
Polo | Braden-Europe B.V. HEERLEN | TPMC | [ID 303] - Sujetador de cabeza de martillo Müpro, M8 x 40 mm ped. n.° 115166 | [ID 303] - Müpro Hammer head fasten, M8 x 40 mm Ord. No. 115166 | [ID 428] - Conector de conducto hembra recto Anamet ISO M25 x 1.5 Art. n.° 812.325.1 | [ID 428] - Female straight conduit connector Anamet ISO M25x1.5 Art. No. 812.325.1 | 3571 | 23MBR305 | Stack+Diffusor+Diverter | 16 | PCE | Germany | [6 empty] | 2328 | S-2328-0007-A-23-3571-00263591-N | 210 | 133.1 | 1.9 | 100 | 100 | 80 | 11744-6000-23 | 22784263 | 732690 | N | N
Polo | Braden-Europe B.V. HEERLEN | TPMC | [ID 303] - Sujetador de cabeza de martillo Müpro, M8 x 40 mm ped. n.° 115166 | [ID 303] - Müpro Hammer head fasten, M8 x 40 mm Ord. No. 115166 | [ID 429] - Conector de conducto macho recto Anamet NPT 3/4" Art. n.° 814.020.1 | [ID 429] - Male straight conduit connector Anamet NPT 3/4" Art. No. 814.020.1 | 3571 | 23MBR305 | Stack+Diffusor+Diverter | 2 | PCE | Germany | [6 empty] | 2328 | S-2328-0007-A-23-3571-00263591-N | 210 | 133.1 | 0.2 | 100 | 100 | 80 | 11744-6000-23 | 22784264 | 732690 | N | N
Polo | Braden-Europe B.V. HEERLEN | TPMC | [ID 303] - Sujetador de cabeza de martillo Müpro, M8 x 40 mm ped. n.° 115166 | [ID 303] - Müpro Hammer head fasten, M8 x 40 mm Ord. No. 115166 | [ID 430] - Codo de tubo de conducto Fränkische ø25 Art. n.° 204.60.025 | [ID 430] - Conduitpipe Elbow Fränkische ø25 Art. No. 204.60.025 | 3571 | 23MBR305 | Stack+Diffusor+Diverter | 19 | PCE | Germany | [6 empty] | 2328 | S-2328-0007-A-23-3571-00263591-N | 210 | 133.1 | 5.3 | 100 | 100 | 80 | 11744-6000-23 | 22784241 | 730723 | N | N
Polo | Braden-Europe B.V. HEERLEN | TPMC | [ID 303] - Sujetador de cabeza de martillo Müpro, M8 x 40 mm ped. n.° 115166 | [ID 303] - Müpro Hammer head fasten, M8 x 40 mm Ord. No. 115166 | [ID 432] - Conducto flexible Anamet Anaconda Liquidtite N ø1 ½" Art. n.° 667.040.0 | [ID 432] - Flexible conduit Anamet Anaconda Liquidtite N ø1½" Art. No. 667.040.0 | 3571 | 23MBR305 | Stack+Diffusor+Diverter | 1 | PCE | Germany | [6 empty] | 2328 | S-2328-0007-A-23-3571-00263591-N | 210 | 133.1 | 31.5 | 100 | 100 | 80 | 11744-6000-23 | 22784242 | 847989 | N | N
Polo | Braden-Europe B.V. HEERLEN | TPMC | [ID 303] - Sujetador de cabeza de martillo Müpro, M8 x 40 mm ped. n.° 115166 | [ID 303] - Müpro Hammer head fasten, M8 x 40 mm Ord. No. 115166 | [ID 433] - Conector de conducto macho recto Anamet ISO M50 x 1.5 Art. n.° 812.050.1 | [ID 433] - Male straight conduit connector Anamet ISO M50x1.5 Art. No. 812.050.1 | 3571 | 23MBR305 | Stack+Diffusor+Diverter | 22 | PCE | Germany | [6 empty] | 2328 | S-2328-0007-A-23-3571-00263591-N | 210 | 133.1 | 4.6 | 100 | 100 | 80 | 11744-6000-23 | 22784243 | 732690 | N | N
Polo | Braden-Europe B.V. HEERLEN | TPMC | [ID 303] - Sujetador de cabeza de martillo Müpro, M8 x 40 mm ped. n.° 115166 | [ID 303] - Müpro Hammer head fasten, M8 x 40 mm Ord. No. 115166 | [ID 434] - Tapa de extremo Fränkische ø50 Art. n.° 259.96.050 | [ID 434] - Endcap Fränkische ø50 Art. No. 259.96.050 | 3571 | 23MBR305 | Stack+Diffusor+Diverter | 9 | PCE | Germany | [6 empty] | 2328 | S-2328-0007-A-23-3571-00263591-N | 210 | 133.1 | 1.3 | 100 | 100 | 80 | 11744-6000-23 | 22784244 | 730630 | N | N
Polo | Braden-Europe B.V. HEERLEN | TPMC | [ID 303] - Sujetador de cabeza de martillo Müpro, M8 x 40 mm ped. n.° 115166 | [ID 303] - Müpro Hammer head fasten, M8 x 40 mm Ord. No. 115166 | [ID 435] - Contratuerca Anamet ISO M50 x 1.5 Art. n.° 880.150.0 | [ID 435] - Counternut Anamet ISO M50x1.5 Art. No. 880.150.0 | 3571 | 23MBR305 | Stack+Diffusor+Diverter | 9 | PCE | Germany | [6 empty] | 2328 | S-2328-0007-A-23-3571-00263591-N | 210 | 133.1 | 0.7 | 100 | 100 | 80 | 11744-6000-23 | 22784245 | 731816 | N | N
Polo | Braden-Europe B.V. HEERLEN | TPMC | [ID 303] - Sujetador de cabeza de martillo Müpro, M8 x 40 mm ped. n.° 115166 | [ID 303] - Müpro Hammer head fasten, M8 x 40 mm Ord. No. 115166 | [ID 436] - Conector de conducto hembra recto Anamet ISO M50 x 1.5 Art. n.° 812.350.1 | [ID 436] - Female straight conduit connector Anamet ISO M50x1.5 Art. No. 812.350.1 | 3571 | 23MBR305 | Stack+Diffusor+Diverter | 11 | PCE | Germany | [6 empty] | 2328 | S-2328-0007-A-23-3571-00263591-N | 210 | 133.1 | 2.3 | 100 | 100 | 80 | 11744-6000-23 | 22784246 | 732690 | N | N
Polo | Braden-Europe B.V. HEERLEN | TPMC | [ID 303] - Sujetador de cabeza de martillo Müpro, M8 x 40 mm ped. n.° 115166 | [ID 303] - Müpro Hammer head fasten, M8 x 40 mm Ord. No. 115166 | [ID 437] - Codo de tubo de conducto Fränkische ø50 Art. n.° 204.60.050 | [ID 437] - Conduitpipe Elbow Fränkische ø50 Art. No. 204.60.050 | 3571 | 23MBR305 | Stack+Diffusor+Diverter | 19 | PCE | Germany | [6 empty] | 2328 | S-2328-0007-A-23-3571-00263591-N | 210 | 133.1 | 5.3 | 100 | 100 | 80 | 11744-6000-23 | 22784247 | 730723 | N | N
Polo | Braden-Europe B.V. HEERLEN | TPMC | [ID 303] - Sujetador de cabeza de martillo Müpro, M8 x 40 mm ped. n.° 115166 | [ID 303] - Müpro Hammer head fasten, M8 x 40 mm Ord. No. 115166 | [ID 439] - Bridas de amoladora MPC MÜPRO 27/18 y 28/30 Art. n.° 130.281 | [ID 439] - MÜPRO Girder Cleats 27/18 & 28/30 Art. No. 130.281 | 3571 | 23MBR305 | Stack+Diffusor+Diverter | 80 | PCE | Germany | [6 empty] | 2328 | S-2328-0007-A-23-3571-00263591-N | 210 | 133.1 | 8 | 100 | 100 | 80 | 11744-6000-23 | 22784248 | 732690 | N | N
Polo | Braden-Europe B.V. HEERLEN | TPMC | [ID 303] - Sujetador de cabeza de martillo Müpro, M8 x 40 mm ped. n.° 115166 | [ID 303] - Müpro Hammer head fasten, M8 x 40 mm Ord. No. 115166 | [ID 440] - Abrazadera de tubo OBO BETTERMANN 2056/M ø22-28 Art. n.° 1156039 | [ID 440] - OBO BETTERMANN 2056/M Pipeclamp ø22-28 Art. No. 1156039 | 3571 | 23MBR305 | Stack+Diffusor+Diverter | 96 | PCE | Germany | [6 empty] | 2328 | S-2328-0007-A-23-3571-00263591-N | 210 | 133.1 | 11.5 | 100 | 100 | 80 | 11744-6000-23 | 22784249 | 732690 | N | N
Polo | Braden-Europe B.V. HEERLEN | TPMC | [ID 303] - Sujetador de cabeza de martillo Müpro, M8 x 40 mm ped. n.° 115166 | [ID 303] - Müpro Hammer head fasten, M8 x 40 mm Ord. No. 115166 | [ID 441] - Abrazadera de tubo OBO BETTERMANN 2056/M ø46-52 Art. n.° 1156071 | [ID 441] - OBO BETTERMANN 2056/M Pipeclamp ø46-52 Art. No. 1156071 | 3571 | 23MBR305 | Stack+Diffusor+Diverter | 90 | PCE | Germany | [6 empty] | 2328 | S-2328-0007-A-23-3571-00263591-N | 210 | 133.1 | 14.4 | 100 | 100 | 80 | 11744-6000-23 | 22784250 | 732690 | N | N
Polo | Braden-Europe B.V. HEERLEN | TPMC | [ID 303] - Sujetador de cabeza de martillo Müpro, M8 x 40 mm ped. n.° 115166 | [ID 303] - Müpro Hammer head fasten, M8 x 40 mm Ord. No. 115166 | [ID 442] - Ampliador Anamet ISO M20 x 1.5/M25 x 1.5 Art. n.° 881.225.0 | [ID 442] - Enlarger Anamet ISO M20x1.5 / M25x1.5 Art. No. 881.225.0 | 3571 | 23MBR305 | Stack+Diffusor+Diverter | 10 | PCE | Germany | [6 empty] | 2328 | S-2328-0007-A-23-3571-00263591-N | 210 | 133.1 | 0.3 | 100 | 100 | 80 | 11744-6000-23 | 22784251 | 847989 | N | N
Polo | Braden-Europe B.V. HEERLEN | TPMC | [ID 303] - Sujetador de cabeza de martillo Müpro, M8 x 40 mm ped. n.° 115166 | [ID 303] - Müpro Hammer head fasten, M8 x 40 mm Ord. No. 115166 | [ID 443] - Ampliador Anamet ISO M32 x 1.5/M40 x 1.5 Art. n.° 881.240.0 | [ID 443] - Enlarger Anamet ISO M32x1.5 / M40x1.5 Art. No. 881.240.0 | 3571 | 23MBR305 | Stack+Diffusor+Diverter | 10 | PCE | Germany | [6 empty] | 2328 | S-2328-0007-A-23-3571-00263591-N | 210 | 133.1 | 0.3 | 100 | 100 | 80 | 11744-6000-23 | 22784252 | 847989 | N | N
Polo | Braden-Europe B.V. HEERLEN | TPMC | [ID 303] - Sujetador de cabeza de martillo Müpro, M8 x 40 mm ped. n.° 115166 | [ID 303] - Müpro Hammer head fasten, M8 x 40 mm Ord. No. 115166 | [ID 444] - Ampliador Anamet ISO M40 x 1.5/M50 x 1.5 Art. n.° 881.250.0 | [ID 444] - Enlarger Anamet ISO M40x1.5 / M50x1.5 Art. No. 881.250.0 | 3571 | 23MBR305 | Stack+Diffusor+Diverter | 10 | PCE | Germany | [6 empty] | 2328 | S-2328-0007-A-23-3571-00263591-N | 210 | 133.1 | 0.3 | 100 | 100 | 80 | 11744-6000-23 | 22784253 | 847989 | N | N
Polo | Braden-Europe B.V. HEERLEN | TPMC | [ID 303] - Sujetador de cabeza de martillo Müpro, M8 x 40 mm ped. n.° 115166 | [ID 303] - Müpro Hammer head fasten, M8 x 40 mm Ord. No. 115166 | [ID 445] - Reductor Anamet ISO M63 x 1.5/M50 x 1.5 Art. n.° 882.250.0 | [ID 445] - Reducer Anamet ISO M63x1.5 / M50x1.5 Art. No. 882.250.0 | 3571 | 23MBR305 | Stack+Diffusor+Diverter | 10 | PCE | Germany | [6 empty] | 2328 | S-2328-0007-A-23-3571-00263591-N | 210 | 133.1 | 0.3 | 100 | 100 | 80 | 11744-6000-23 | 22784254 | 847989 | N | N
Polo | Braden-Europe B.V. HEERLEN | TPMC | [ID 303] - Sujetador de cabeza de martillo Müpro, M8 x 40 mm ped. n.° 115166 | [ID 303] - Müpro Hammer head fasten, M8 x 40 mm Ord. No. 115166 | [ID 446] - Abrazadera MPC MÜPRO 28/30 Art. n.° 114.539 | [ID 446] - MÜPRO MPC Clamp Art. No. 114.539 | 3571 | 23MBR305 | Stack+Diffusor+Diverter | 28 | PCE | Germany | [6 empty] | 2328 | S-2328-0007-A-23-3571-00263591-N | 210 | 133.1 | 1.4 | 100 | 100 | 80 | 11744-6000-23 | 22784255 | 732690 | N | N
Polo | Braden-Europe B.V. HEERLEN | TPMC | [ID 423] - Tubo de conducto Fränkische ø25 Art. n.° 204.10025 | [ID 423] - Conduitpipe Fränkische ø25 Art. No. 204.10025 | [ID 423] - Tubo de conducto Fränkische ø25 Art. n.° 204.10025 | [ID 423] - Conduitpipe Fränkische ø25 Art. No. 204.10025 | 3571 | 23MBR305 | Stack+Diffusor+Diverter | 48 | PCE | Germany | [6 empty] | 2328 | S-2328-0008-A-23-3571-00263591-N | 610 | 574.4 | 172.8 | 305 | 60 | 50 | 11744-6000-23 | 22784265 | 730630 | N | N
Polo | Braden-Europe B.V. HEERLEN | TPMC | [ID 423] - Tubo de conducto Fränkische ø25 Art. n.° 204.10025 | [ID 423] - Conduitpipe Fränkische ø25 Art. No. 204.10025 | [ID 431] - Tubo de conducto Fränkische ø25 Art. n.° 204.10050 | [ID 431] - Conduitpipe Fränkische ø50 Art. No. 204.10050 | 3571 | 23MBR305 | Stack+Diffusor+Diverter | 35 | PCE | Germany | [6 empty] | 2328 | S-2328-0008-A-23-3571-00263591-N | 610 | 574.4 | 337.5 | 305 | 60 | 50 | 11744-6000-23 | 22784266 | 730630 | N | N
Polo | Braden-Europe B.V. HEERLEN | TPMC | [ID 423] - Tubo de conducto Fränkische ø25 Art. n.° 204.10025 | [ID 423] - Conduitpipe Fränkische ø25 Art. No. 204.10025 | [ID 438] - Riel de perfil MPC MÜPRO 28/30 Art. n.° 118.590 | [ID 438] - MÜPRO MPC Profilerail 28/30 Art. No. 118.590 | 3571 | 23MBR305 | Stack+Diffusor+Diverter | 40 | PCE | Germany | [6 empty] | 2328 | S-2328-0008-A-23-3571-00263591-N | 610 | 574.4 | 24 | 305 | 60 | 50 | 11744-6000-23 | 22784267 | 721661 | N | N
Polo | Braden-Europe B.V. HEERLEN | TPMC | [ID 423] - Tubo de conducto Fränkische ø25 Art. n.° 204.10025 | [ID 423] - Conduitpipe Fränkische ø25 Art. No. 204.10025 | [ID 492] - Perfil de canal de soporte MPC MÜPRO 28/30 Art. n.° 118590 | [ID 492] - MÜPRO MPC Support Channel Profile 28/30 Art.Nr. 118590 | 3571 | 23MBR305 | Stack+Diffusor+Diverter | 6 | PCE | Germany | [6 empty] | 2328 | S-2328-0008-A-23-3571-00263591-N | 610 | 574.4 | 5.6 | 305 | 60 | 50 | 11744-6000-23 | 22784268 | 721661 | N | N
Polo | Braden-Europe B.V. HEERLEN | TPMC | [ID 423] - Tubo de conducto Fränkische ø25 Art. n.° 204.10025 | [ID 423] - Conduitpipe Fränkische ø25 Art. No. 204.10025 | [ID 493] - Perfil de canal de soporte MPC MÜPRO 28/30 Art. n.° 118590 | [ID 493] - MÜPRO MPC Support Channel Profile 28/30 Art.Nr. 118590 | 3571 | 23MBR305 | Stack+Diffusor+Diverter | 14 | PCE | Germany | [6 empty] | 2328 | S-2328-0008-A-23-3571-00263591-N | 610 | 574.4 | 8.1 | 305 | 60 | 50 | 11744-6000-23 | 22784269 | 721661 | N | N
Polo | Braden-Europe B.V. HEERLEN | TPMC | [ID 423] - Tubo de conducto Fränkische ø25 Art. n.° 204.10025 | [ID 423] - Conduitpipe Fränkische ø25 Art. No. 204.10025 | [ID 494] - Perfil de canal de soporte MPC MÜPRO 28/30 Art. n.° 118590 | [ID 494] - MÜPRO MPC Support Channel Profile 28/30 Art.Nr. 118590 | 3571 | 23MBR305 | Stack+Diffusor+Diverter | 10 | PCE | Germany | [6 empty] | 2328 | S-2328-0008-A-23-3571-00263591-N | 610 | 574.4 | 3.5 | 305 | 60 | 50 | 11744-6000-23 | 22784270 | 721661 | N | N
Polo | Braden-Europe B.V. HEERLEN | TPMC | [ID 423] - Tubo de conducto Fränkische ø25 Art. n.° 204.10025 | [ID 423] - Conduitpipe Fränkische ø25 Art. No. 204.10025 | [ID 495] - Perfil de canal de soporte MPC MÜPRO 28/30 Art. n.° 118590 | [ID 495] - MÜPRO MPC Support Channel Profile 28/30 Art.Nr. 118590 | 3571 | 23MBR305 | Stack+Diffusor+Diverter | 15 | PCE | Germany | [6 empty] | 2328 | S-2328-0008-A-23-3571-00263591-N | 610 | 574.4 | 11.5 | 305 | 60 | 50 | 11744-6000-23 | 22784271 | 721661 | N | N
Polo | Braden-Europe B.V. HEERLEN | TPMC | [ID 423] - Tubo de conducto Fränkische ø25 Art. n.° 204.10025 | [ID 423] - Conduitpipe Fränkische ø25 Art. No. 204.10025 | [ID 496] - Bridas de amoladora MPC MÜPRO 27/18 y 28/30 Art. n.° 130281 | [ID 496] - MÜPRO Girder Cleats 27/18 & 28/30 Art. No. 130281 | 3571 | 23MBR305 | Stack+Diffusor+Diverter | 70 | PCE | Germany | [6 empty] | 2328 | S-2328-0008-A-23-3571-00263591-N | 610 | 574.4 | 7 | 305 | 60 | 50 | 11744-6000-23 | 22784272 | 732690 | N | N
Polo | Braden-Europe B.V. HEERLEN | TPMC | [ID 423] - Tubo de conducto Fränkische ø25 Art. n.° 204.10025 | [ID 423] - Conduitpipe Fränkische ø25 Art. No. 204.10025 | [ID 498] - Anclaje para trabajo pesado MÜPRO BZ M16-130 Art. n.° 116758 (incl. 10% adicional) | [ID 498] - MÜPRO Heavy-Duty Anchor BZ M16-130 Art.Nr. 116758 (incl. 10% extra) | 3571 | 23MBR305 | Stack+Diffusor+Diverter | 22 | PCE | Germany | [6 empty] | 2328 | S-2328-0008-A-23-3571-00263591-N | 610 | 574.4 | 4.4 | 305 | 60 | 50 | 11744-6000-23 | 22784273 | 731819 | N | N
Polo | Braden-Europe B.V. HEERLEN | TPMC | [ID 307] - Riel de soporte MPC Müpro 27/18 ped. n.° 130003 | [ID 307] - Müpro MPC support rail 27/18 Ord. No.130003 | [ID 307] - Riel de soporte MPC Müpro 27/18 ped. n.° 130003 | [ID 307] - Müpro MPC support rail 27/18 Ord. No.130003 | 3571 | 23MBR305 | Stack+Diffusor+Diverter | 9 | PCE | Germany | [6 empty] | 2328 | S-2328-0009-A-23-3571-00263591-N | 70 | 50.9 | 50.9 | 600 | 5 | 5 | 11744-6000-23 | 22784274 | 721661 | N | N
Polo | Braden-Europe B.V. HEERLEN | TPMC | [ID 49] - ABRAZADERA DE PERFIL 58 mm-64 mm (1163647) | [ID 49] - PROFILE CLAMP 58mm-64mm (1163647) | [ID 100] - Tuerca M12 (incl. 10% extra) | [ID 100] - NUT M12 (incl. 10% extra) | 3571 | 23MBR305 | Stack+Diffusor+Diverter | 159 | PCE | Germany | [6 empty] | 2328 | S-2328-0010-A-23-3571-00263591-N | 385 | 211.21 | 2.76 | 300 | 55 | 55 | 11744-6000-23 | 22784280 | 731816 | N | N
Polo | Braden-Europe B.V. HEERLEN | TPMC | [ID 49] - ABRAZADERA DE PERFIL 58 mm-64 mm (1163647) | [ID 49] - PROFILE CLAMP 58mm-64mm (1163647) | [ID 1007] - Tuerca hexagonal M12 (incl. 10% extra) | [ID 1007] - Hex Nut M12 (incl. 10% extra) | 3571 | 23MBR305 | Stack+Diffusor+Diverter | 93 | PCE | Germany | [6 empty] | 2328 | S-2328-0010-A-23-3571-00263591-N | 385 | 211.21 | 1.61 | 300 | 55 | 55 | 11744-6000-23 | 22784317 | 731816 | N | N
Polo | Braden-Europe B.V. HEERLEN | TPMC | [ID 49] - ABRAZADERA DE PERFIL 58 mm-64 mm (1163647) | [ID 49] - PROFILE CLAMP 58mm-64mm (1163647) | [ID 1088] - Tuerca M12 (incl. 10% extra) | [ID 1088] - NUT M12 (incl. 10% extra) | 3571 | 23MBR305 | Stack+Diffusor+Diverter | 106 | PCE | Germany | [6 empty] | 2328 | S-2328-0010-A-23-3571-00263591-N | 385 | 211.21 | 1.99 | 300 | 55 | 55 | 11744-6000-23 | 22784318 | 731816 | N | N
Polo | Braden-Europe B.V. HEERLEN | TPMC | [ID 49] - ABRAZADERA DE PERFIL 58 mm-64 mm (1163647) | [ID 49] - PROFILE CLAMP 58mm-64mm (1163647) | [ID 1094] - Tuerca hexagonal M12 (incl. 10% extra) | [ID 1094] - Hex Nut M12 (incl. 10% extra) | 3571 | 23MBR305 | Stack+Diffusor+Diverter | 174 | PCE | Germany | [6 empty] | 2328 | S-2328-0010-A-23-3571-00263591-N | 385 | 211.21 | 3 | 300 | 55 | 55 | 11744-6000-23 | 22784319 | 731816 | N | N
Polo | Braden-Europe B.V. HEERLEN | TPMC | [ID 49] - ABRAZADERA DE PERFIL 58 mm-64 mm (1163647) | [ID 49] - PROFILE CLAMP 58mm-64mm (1163647) | [ID 1138] - Tuerca hexagonal M12 (incl. 10% extra) | [ID 1138] - Hex Nut M12 (incl. 10% extra) | 3571 | 23MBR305 | Stack+Diffusor+Diverter | 352 | PCE | Germany | [6 empty] | 2328 | S-2328-0010-A-23-3571-00263591-N | 385 | 211.21 | 6.06 | 300 | 55 | 55 | 11744-6000-23 | 22784320 | 731816 | N | N
Polo | Braden-Europe B.V. HEERLEN | TPMC | [ID 49] - ABRAZADERA DE PERFIL 58 mm-64 mm (1163647) | [ID 49] - PROFILE CLAMP 58mm-64mm (1163647) | [ID 1144] - Tuerca hexagonal M12 (incl. 10% extra) | [ID 1144] - Hex Nut M12 (incl. 10% extra) | 3571 | 23MBR305 | Stack+Diffusor+Diverter | 124 | PCE | Germany | [6 empty] | 2328 | S-2328-0010-A-23-3571-00263591-N | 385 | 211.21 | 2.14 | 300 | 55 | 55 | 11744-6000-23 | 22784321 | 731816 | N | N
Polo | Braden-Europe B.V. HEERLEN | TPMC | [ID 49] - ABRAZADERA DE PERFIL 58 mm-64 mm (1163647) | [ID 49] - PROFILE CLAMP 58mm-64mm (1163647) | [ID 1174] - Tuerca hexagonal M12 (incl. 10% extra) | [ID 1174] - Hex Nut M12 (incl. 10% extra) | 3571 | 23MBR305 | Stack+Diffusor+Diverter | 370 | PCE | Germany | [6 empty] | 2328 | S-2328-0010-A-23-3571-00263591-N | 385 | 211.21 | 6.36 | 300 | 55 | 55 | 11744-6000-23 | 22784322 | 731816 | N | N
Polo | Braden-Europe B.V. HEERLEN | TPMC | [ID 49] - ABRAZADERA DE PERFIL 58 mm-64 mm (1163647) | [ID 49] - PROFILE CLAMP 58mm-64mm (1163647) | [ID 1181] - Tuerca hexagonal M12 (incl. 10% extra) | [ID 1181] - Hex Nut M12 (incl. 10% extra) | 3571 | 23MBR305 | Stack+Diffusor+Diverter | 124 | PCE | Germany | [6 empty] | 2328 | S-2328-0010-A-23-3571-00263591-N | 385 | 211.21 | 2.14 | 300 | 55 | 55 | 11744-6000-23 | 22784323 | 731816 | N | N
Polo | Braden-Europe B.V. HEERLEN | TPMC | [ID 49] - ABRAZADERA DE PERFIL 58 mm-64 mm (1163647) | [ID 49] - PROFILE CLAMP 58mm-64mm (1163647) | [ID 158] - JUNTA DN 350 - ø415 mm/356 mm x 3 mm | [ID 158] - GASKET DN350 - ø415 mm/356 mmx3 mm | 3571 | 23MBR305 | Stack+Diffusor+Diverter | 4 | PCE | Germany | [6 empty] | 2328 | S-2328-0010-A-23-3571-00263591-N | 385 | 211.21 | 0.48 | 300 | 55 | 55 | 11744-6000-23 | 22784281 | 680620 | N | N
Polo | Braden-Europe B.V. HEERLEN | TPMC | [ID 49] - ABRAZADERA DE PERFIL 58 mm-64 mm (1163647) | [ID 49] - PROFILE CLAMP 58mm-64mm (1163647) | [ID 162] - Tuerca hexagonal M12 (incl. 10% extra) | [ID 162] - Hex Nut M12 (incl. 10% extra) | 3571 | 23MBR305 | Stack+Diffusor+Diverter | 53 | PCE | Germany | [6 empty] | 2328 | S-2328-0010-A-23-3571-00263591-N | 385 | 211.21 | 0.92 | 300 | 55 | 55 | 11744-6000-23 | 22784282 | 731816 | N | N
Polo | Braden-Europe B.V. HEERLEN | TPMC | [ID 49] - ABRAZADERA DE PERFIL 58 mm-64 mm (1163647) | [ID 49] - PROFILE CLAMP 58mm-64mm (1163647) | [ID 175] - Arandela A 13 (incl. 10% extra) | [ID 175] - Washer A 13 (incl. 10% extra) | 3571 | 23MBR305 | Stack+Diffusor+Diverter | 5 | PCE | Germany | [6 empty] | 2328 | S-2328-0010-A-23-3571-00263591-N | 385 | 211.21 | 0.04 | 300 | 55 | 55 | 11744-6000-23 | 22784283 | 731821 | N | N
Polo | Braden-Europe B.V. HEERLEN | TPMC | [ID 49] - ABRAZADERA DE PERFIL 58 mm-64 mm (1163647) | [ID 49] - PROFILE CLAMP 58mm-64mm (1163647) | [ID 176] - Arandela muelle A 12 (incl. 10% extra) | [ID 176] - Spring Washer A 12 (incl. 10% extra) | 3571 | 23MBR305 | Stack+Diffusor+Diverter | 5 | PCE | Germany | [6 empty] | 2328 | S-2328-0010-A-23-3571-00263591-N | 385 | 211.21 | 0.03 | 300 | 55 | 55 | 11744-6000-23 | 22784284 | 731821 | N | N
Polo | Braden-Europe B.V. HEERLEN | TPMC | [ID 49] - ABRAZADERA DE PERFIL 58 mm-64 mm (1163647) | [ID 49] - PROFILE CLAMP 58mm-64mm (1163647) | [ID 177] - Tuerca hexagonal M12 (incl. 10% extra) | [ID 177] - Hex Nut M12 (incl. 10% extra) | 3571 | 23MBR305 | Stack+Diffusor+Diverter | 5 | PCE | Germany | [6 empty] | 2328 | S-2328-0010-A-23-3571-00263591-N | 385 | 211.21 | 0.09 | 300 | 55 | 55 | 11744-6000-23 | 22784285 | 731816 | N | N
Polo | Braden-Europe B.V. HEERLEN | TPMC | [ID 49] - ABRAZADERA DE PERFIL 58 mm-64 mm (1163647) | [ID 49] - PROFILE CLAMP 58mm-64mm (1163647) | [ID 178] - Tornillo hexagonal M12 (incl. 10% extra) | [ID 178] - Hex-Head Bolt M12 (incl. 10% extra) | 3571 | 23MBR305 | Stack+Diffusor+Diverter | 5 | PCE | Germany | [6 empty] | 2328 | S-2328-0010-A-23-3571-00263591-N | 385 | 211.21 | 0.26 | 300 | 55 | 55 | 11744-6000-23 | 22784286 | 731815 | N | N
Polo | Braden-Europe B.V. HEERLEN | TPMC | [ID 49] - ABRAZADERA DE PERFIL 58 mm-64 mm (1163647) | [ID 49] - PROFILE CLAMP 58mm-64mm (1163647) | [ID 185] - CINTA DE FIBRA DE CERÁMICA 50 x 3 mm | [ID 185] - LADDER TAPE 50 x 3 mm | 3571 | 23MBR305 | Stack+Diffusor+Diverter | 2 | PCE | Germany | [6 empty] | 2328 | S-2328-0010-A-23-3571-00263591-N | 385 | 211.21 | 1.19 | 300 | 55 | 55 | 11744-6000-23 | 22784287 | 701990 | N | N
Polo | Braden-Europe B.V. HEERLEN | TPMC | [ID 49] - ABRAZADERA DE PERFIL 58 mm-64 mm (1163647) | [ID 49] - PROFILE CLAMP 58mm-64mm (1163647) | [ID 2104] - Tuerca hexagonal M12 (incl. 10% extra) | [ID 2104] - Hex Nut M12 (incl. 10% extra) | 3571 | 23MBR305 | Stack+Diffusor+Diverter | 9 | PCE | Germany | [6 empty] | 2328 | S-2328-0010-A-23-3571-00263591-N | 385 | 211.21 | 0.16 | 300 | 55 | 55 | 11744-6000-23 | 22784324 | 731816 | N | N
Polo | Braden-Europe B.V. HEERLEN | TPMC | [ID 49] - ABRAZADERA DE PERFIL 58 mm-64 mm (1163647) | [ID 49] - PROFILE CLAMP 58mm-64mm (1163647) | [ID 2212] - Tornillo hexagonal - DIN 6914 - M16x45 (incl. 10% extra) | [ID 2212] - HEX-HEAD BOLT - DIN 6914 - M16x45 (incl. 10% extra) | 3571 | 23MBR305 | Stack+Diffusor+Diverter | 3 | PCE | Germany | [6 empty] | 2328 | S-2328-0010-A-23-3571-00263591-N | 385 | 211.21 | 0.36 | 300 | 55 | 55 | 11744-6000-23 | 22784325 | 731815 | N | N
Polo | Braden-Europe B.V. HEERLEN | TPMC | [ID 49] - ABRAZADERA DE PERFIL 58 mm-64 mm (1163647) | [ID 49] - PROFILE CLAMP 58mm-64mm (1163647) | [ID 2213] - Arandela - DIN 6916 - A16 (incl. 10% extra) | [ID 2213] - WASHER - DIN 6916 - A16 (incl. 10% extra) | 3571 | 23MBR305 | Stack+Diffusor+Diverter | 5 | PCE | Germany | [6 empty] | 2328 | S-2328-0010-A-23-3571-00263591-N | 385 | 211.21 | 0.08 | 300 | 55 | 55 | 11744-6000-23 | 22784326 | 731821 | N | N
Polo | Braden-Europe B.V. HEERLEN | TPMC | [ID 49] - ABRAZADERA DE PERFIL 58 mm-64 mm (1163647) | [ID 49] - PROFILE CLAMP 58mm-64mm (1163647) | [ID 2214] - Tuerca hexagonal - DIN 6915 - M16 (incl. 10% extra) | [ID 2214] - HEX NUT - DIN 6915 - M16 (incl. 10% extra) | 3571 | 23MBR305 | Stack+Diffusor+Diverter | 3 | PCE | Germany | [6 empty] | 2328 | S-2328-0010-A-23-3571-00263591-N | 385 | 211.21 | 0.15 | 300 | 55 | 55 | 11744-6000-23 | 22784327 | 731816 | N | N
Polo | Braden-Europe B.V. HEERLEN | TPMC | [ID 49] - ABRAZADERA DE PERFIL 58 mm-64 mm (1163647) | [ID 49] - PROFILE CLAMP 58mm-64mm (1163647) | [ID 2238] - Varillas para soldar (Thermanit ATS4) ø2.5 x 300 | [ID 2238] - Welding rods (Thermanit ATS4) ø2.5x300 | 3571 | 23MBR305 | Stack+Diffusor+Diverter | 8 | PCE | Germany | [6 empty] | 2328 | S-2328-0010-A-23-3571-00263591-N | 385 | 211.21 | 29.6 | 300 | 55 | 55 | 11744-6000-23 | 22784328 | 831190 | N | N
Polo | Braden-Europe B.V. HEERLEN | TPMC | [ID 49] - ABRAZADERA DE PERFIL 58 mm-64 mm (1163647) | [ID 49] - PROFILE CLAMP 58mm-64mm (1163647) | [ID 2239] - Varillas para soldar (Thermanit ATS4) ø2.5 x 350 | [ID 2239] - Welding rods (Thermanit ATS4) ø2.5x350 | 3571 | 23MBR305 | Stack+Diffusor+Diverter | 4 | PCE | Germany | [6 empty] | 2328 | S-2328-0010-A-23-3571-00263591-N | 385 | 211.21 | 18.8 | 300 | 55 | 55 | 11744-6000-23 | 22784329 | 831190 | N | N
Polo | Braden-Europe B.V. HEERLEN | TPMC | [ID 49] - ABRAZADERA DE PERFIL 58 mm-64 mm (1163647) | [ID 49] - PROFILE CLAMP 58mm-64mm (1163647) | [ID 2240] - Varillas para soldar (AWS 309L) ø2.5 x 300 | [ID 2240] - Welding rods (AWS 309L) ø2.5x300 | 3571 | 23MBR305 | Stack+Diffusor+Diverter | 1 | PCE | Germany | [6 empty] | 2328 | S-2328-0010-A-23-3571-00263591-N | 385 | 211.21 | 2.5 | 300 | 55 | 55 | 11744-6000-23 | 22784330 | 831190 | N | N
Polo | Braden-Europe B.V. HEERLEN | TPMC | [ID 49] - ABRAZADERA DE PERFIL 58 mm-64 mm (1163647) | [ID 49] - PROFILE CLAMP 58mm-64mm (1163647) | [ID 2243] - Cinta de fibra de cerámica 50 x 3 | [ID 2243] - Laddertape 50x3 | 3571 | 23MBR305 | Stack+Diffusor+Diverter | 1 | PCE | Germany | [6 empty] | 2328 | S-2328-0010-A-23-3571-00263591-N | 385 | 211.21 | 3.5 | 300 | 55 | 55 | 11744-6000-23 | 22784331 | 701990 | N | N
Polo | Braden-Europe B.V. HEERLEN | TPMC | [ID 49] - ABRAZADERA DE PERFIL 58 mm-64 mm (1163647) | [ID 49] - PROFILE CLAMP 58mm-64mm (1163647) | [ID 2251] - Conjunto de etiquetas KKS | [ID 2251] - Set KKS Labels | 3571 | 23MBR305 | Stack+Diffusor+Diverter | 1 | PCE | Germany | [6 empty] | 2328 | S-2328-0010-A-23-3571-00263591-N | 385 | 211.21 | 0.1 | 300 | 55 | 55 | 11744-6000-23 | 22784332 | 760611 | N | N
Polo | Braden-Europe B.V. HEERLEN | TPMC | [ID 49] - ABRAZADERA DE PERFIL 58 mm-64 mm (1163647) | [ID 49] - PROFILE CLAMP 58mm-64mm (1163647) | [ID 447] - Varilla roscada | [ID 447] - Threaded rod M8 | 3571 | 23MBR305 | Stack+Diffusor+Diverter | 14 | PCE | Germany | [6 empty] | 2328 | S-2328-0010-A-23-3571-00263591-N | 385 | 211.21 | 2.8 | 300 | 55 | 55 | 11744-6000-23 | 22784288 | 731819 | N | N
Polo | Braden-Europe B.V. HEERLEN | TPMC | [ID 49] - ABRAZADERA DE PERFIL 58 mm-64 mm (1163647) | [ID 49] - PROFILE CLAMP 58mm-64mm (1163647) | [ID 448] - Arandela A 8.4 | [ID 448] - WASHER A 8.4 | 3571 | 23MBR305 | Stack+Diffusor+Diverter | 28 | PCE | Germany | [6 empty] | 2328 | S-2328-0010-A-23-3571-00263591-N | 385 | 211.21 | 0.1 | 300 | 55 | 55 | 11744-6000-23 | 22784289 | 731821 | N | N
Polo | Braden-Europe B.V. HEERLEN | TPMC | [ID 49] - ABRAZADERA DE PERFIL 58 mm-64 mm (1163647) | [ID 49] - PROFILE CLAMP 58mm-64mm (1163647) | [ID 449] - Tuerca M8 | [ID 449] - NUT M8 | 3571 | 23MBR305 | Stack+Diffusor+Diverter | 28 | PCE | Germany | [6 empty] | 2328 | S-2328-0010-A-23-3571-00263591-N | 385 | 211.21 | 0.1 | 300 | 55 | 55 | 11744-6000-23 | 22784290 | 731816 | N | N
Polo | Braden-Europe B.V. HEERLEN | TPMC | [ID 49] - ABRAZADERA DE PERFIL 58 mm-64 mm (1163647) | [ID 49] - PROFILE CLAMP 58mm-64mm (1163647) | [ID 452] - Riel en C Müpro 129911 27/18 | [ID 452] - Müpro 129911 C-Rail 27/18 | 3571 | 23MBR305 | Stack+Diffusor+Diverter | 4 | PCE | Germany | [6 empty] | 2328 | S-2328-0010-A-23-3571-00263591-N | 385 | 211.21 | 8.5 | 300 | 55 | 55 | 11744-6000-23 | 22784291 | 721661 | N | N
Polo | Braden-Europe B.V. HEERLEN | TPMC | [ID 49] - ABRAZADERA DE PERFIL 58 mm-64 mm (1163647) | [ID 49] - PROFILE CLAMP 58mm-64mm (1163647) | [ID 453] - Riel en C Müpro 129911 27/18 | [ID 453] - Müpro 129911 C-Rail 27/18 | 3571 | 23MBR305 | Stack+Diffusor+Diverter | 2 | PCE | Germany | [6 empty] | 2328 | S-2328-0010-A-23-3571-00263591-N | 385 | 211.21 | 8.5 | 300 | 55 | 55 | 11744-6000-23 | 22784292 | 721661 | N | N
Polo | Braden-Europe B.V. HEERLEN | TPMC | [ID 49] - ABRAZADERA DE PERFIL 58 mm-64 mm (1163647) | [ID 49] - PROFILE CLAMP 58mm-64mm (1163647) | [ID 454] - Riel en C Müpro 129911 27/18 | [ID 454] - Müpro 129911 C-Rail 27/18 | 3571 | 23MBR305 | Stack+Diffusor+Diverter | 1 | PCE | Germany | [6 empty] | 2328 | S-2328-0010-A-23-3571-00263591-N | 385 | 211.21 | 8.5 | 300 | 55 | 55 | 11744-6000-23 | 22784293 | 721661 | N | N
Polo | Braden-Europe B.V. HEERLEN | TPMC | [ID 49] - ABRAZADERA DE PERFIL 58 mm-64 mm (1163647) | [ID 49] - PROFILE CLAMP 58mm-64mm (1163647) | [ID 455] - Abrazaderas de amoladora Müpro 130281 | [ID 455] - Müpro 130281 Grider clamps | 3571 | 23MBR305 | Stack+Diffusor+Diverter | 17 | PCE | Germany | [6 empty] | 2328 | S-2328-0010-A-23-3571-00263591-N | 385 | 211.21 | 2.4 | 300 | 55 | 55 | 11744-6000-23 | 22784294 | 732690 | N | N
Polo | Braden-Europe B.V. HEERLEN | TPMC | [ID 49] - ABRAZADERA DE PERFIL 58 mm-64 mm (1163647) | [ID 49] - PROFILE CLAMP 58mm-64mm (1163647) | [ID 456] - TUBO ø8 x 1 | [ID 456] - PIPE ø8 x 1 | 3571 | 23MBR305 | Stack+Diffusor+Diverter | 20 | PCE | Germany | [6 empty] | 2328 | S-2328-0010-A-23-3571-00263591-N | 385 | 211.21 | 3.1 | 300 | 55 | 55 | 11744-6000-23 | 22784295 | 730490 | N | N
Polo | Braden-Europe B.V. HEERLEN | TPMC | [ID 49] - ABRAZADERA DE PERFIL 58 mm-64 mm (1163647) | [ID 49] - PROFILE CLAMP 58mm-64mm (1163647) | [ID 457] - Abrazadera para tubo Ermeto RAP008X (perno simple) | [ID 457] - Ermeto Pipeclamp RAP008X (single bolt) | 3571 | 23MBR305 | Stack+Diffusor+Diverter | 31 | PCE | Germany | [6 empty] | 2328 | S-2328-0010-A-23-3571-00263591-N | 385 | 211.21 | 1.2 | 300 | 55 | 55 | 11744-6000-23 | 22784296 | 731815 | N | N
Polo | Braden-Europe B.V. HEERLEN | TPMC | [ID 49] - ABRAZADERA DE PERFIL 58 mm-64 mm (1163647) | [ID 49] - PROFILE CLAMP 58mm-64mm (1163647) | [ID 458] - Acoplam. de espárrago hembra Ermeto GAI-8-LR 1/2 71 | [ID 458] - Female Stud Coupl. Ermeto GAI-8-LR 1/2 71 | 3571 | 23MBR305 | Stack+Diffusor+Diverter | 3 | PCE | Germany | [6 empty] | 2328 | S-2328-0010-A-23-3571-00263591-N | 385 | 211.21 | 0.3 | 300 | 55 | 55 | 11744-6000-23 | 22784297 | 731819 | N | N
Polo | Braden-Europe B.V. HEERLEN | TPMC | [ID 49] - ABRAZADERA DE PERFIL 58 mm-64 mm (1163647) | [ID 49] - PROFILE CLAMP 58mm-64mm (1163647) | [ID 459] - Riel en C Müpro 129911 27/18 | [ID 459] - Müpro 129911 C-Rail 27/18 | 3571 | 23MBR305 | Stack+Diffusor+Diverter | 2 | PCE | Germany | [6 empty] | 2328 | S-2328-0010-A-23-3571-00263591-N | 385 | 211.21 | 8.5 | 300 | 55 | 55 | 11744-6000-23 | 22784298 | 721661 | N | N
Polo | Braden-Europe B.V. HEERLEN | TPMC | [ID 49] - ABRAZADERA DE PERFIL 58 mm-64 mm (1163647) | [ID 49] - PROFILE CLAMP 58mm-64mm (1163647) | [ID 460] - Riel en C Müpro 129911 27/18 | [ID 460] - Müpro 129911 C-Rail 27/18 | 3571 | 23MBR305 | Stack+Diffusor+Diverter | 2 | PCE | Germany | [6 empty] | 2328 | S-2328-0010-A-23-3571-00263591-N | 385 | 211.21 | 8.5 | 300 | 55 | 55 | 11744-6000-23 | 22784299 | 721661 | N | N
Polo | Braden-Europe B.V. HEERLEN | TPMC | [ID 49] - ABRAZADERA DE PERFIL 58 mm-64 mm (1163647) | [ID 49] - PROFILE CLAMP 58mm-64mm (1163647) | [ID 461] - Riel en C Müpro 129911 27/18 | [ID 461] - Müpro 129911 C-Rail 27/18 | 3571 | 23MBR305 | Stack+Diffusor+Diverter | 2 | PCE | Germany | [6 empty] | 2328 | S-2328-0010-A-23-3571-00263591-N | 385 | 211.21 | 8.5 | 300 | 55 | 55 | 11744-6000-23 | 22784300 | 721661 | N | N
Polo | Braden-Europe B.V. HEERLEN | TPMC | [ID 49] - ABRAZADERA DE PERFIL 58 mm-64 mm (1163647) | [ID 49] - PROFILE CLAMP 58mm-64mm (1163647) | [ID 462] - Riel en C Müpro 129911 27/18 | [ID 462] - Müpro 129911 C-Rail 27/18 | 3571 | 23MBR305 | Stack+Diffusor+Diverter | 5 | PCE | Germany | [6 empty] | 2328 | S-2328-0010-A-23-3571-00263591-N | 385 | 211.21 | 8.5 | 300 | 55 | 55 | 11744-6000-23 | 22784301 | 721661 | N | N
Polo | Braden-Europe B.V. HEERLEN | TPMC | [ID 49] - ABRAZADERA DE PERFIL 58 mm-64 mm (1163647) | [ID 49] - PROFILE CLAMP 58mm-64mm (1163647) | [ID 463] - Riel en C Müpro 129911 27/18 | [ID 463] - Müpro 129911 C-Rail 27/18 | 3571 | 23MBR305 | Stack+Diffusor+Diverter | 1 | PCE | Germany | [6 empty] | 2328 | S-2328-0010-A-23-3571-00263591-N | 385 | 211.21 | 8.5 | 300 | 55 | 55 | 11744-6000-23 | 22784302 | 721661 | N | N
Polo | Braden-Europe B.V. HEERLEN | TPMC | [ID 49] - ABRAZADERA DE PERFIL 58 mm-64 mm (1163647) | [ID 49] - PROFILE CLAMP 58mm-64mm (1163647) | [ID 464] - Riel en C Müpro 129911 27/18 | [ID 464] - Müpro 129911 C-Rail 27/18 | 3571 | 23MBR305 | Stack+Diffusor+Diverter | 2 | PCE | Germany | [6 empty] | 2328 | S-2328-0010-A-23-3571-00263591-N | 385 | 211.21 | 8.5 | 300 | 55 | 55 | 11744-6000-23 | 22784303 | 721661 | N | N
Polo | Braden-Europe B.V. HEERLEN | TPMC | [ID 49] - ABRAZADERA DE PERFIL 58 mm-64 mm (1163647) | [ID 49] - PROFILE CLAMP 58mm-64mm (1163647) | [ID 465] - Perno de cabeza de martillo Müpro 115166 m8 x 40 | [ID 465] - Müpro 115166 Hammerhead bolt m8 x 40 | 3571 | 23MBR305 | Stack+Diffusor+Diverter | 12 | PCE | Germany | [6 empty] | 2328 | S-2328-0010-A-23-3571-00263591-N | 385 | 211.21 | 1 | 300 | 55 | 55 | 11744-6000-23 | 22784304 | 731815 | N | N
Polo | Braden-Europe B.V. HEERLEN | TPMC | [ID 49] - ABRAZADERA DE PERFIL 58 mm-64 mm (1163647) | [ID 49] - PROFILE CLAMP 58mm-64mm (1163647) | [ID 469] - Conector hembra recto 18 mm (G08LL71x) | [ID 469] - Straightfemale connector 18 mm (G08LL71x) | 3571 | 23MBR305 | Stack+Diffusor+Diverter | 10 | PCE | Germany | [6 empty] | 2328 | S-2328-0010-A-23-3571-00263591-N | 385 | 211.21 | 0.5 | 300 | 55 | 55 | 11744-6000-23 | 22784305 | 732690 | N | N
Polo | Braden-Europe B.V. HEERLEN | TPMC | [ID 49] - ABRAZADERA DE PERFIL 58 mm-64 mm (1163647) | [ID 49] - PROFILE CLAMP 58mm-64mm (1163647) | [ID 49] - ABRAZADERA DE PERFIL 58 mm-64 mm (1163647) | [ID 49] - PROFILE CLAMP 58mm-64mm (1163647) | 3571 | 23MBR305 | Stack+Diffusor+Diverter | 12 | PCE | Germany | [6 empty] | 2328 | S-2328-0010-A-23-3571-00263591-N | 385 | 211.21 | 1.66 | 300 | 55 | 55 | 11744-6000-23 | 22784275 | 732690 | N | N
Polo | Braden-Europe B.V. HEERLEN | TPMC | [ID 49] - ABRAZADERA DE PERFIL 58 mm-64 mm (1163647) | [ID 49] - PROFILE CLAMP 58mm-64mm (1163647) | [ID 51] - Consola de riel MPC 27/18 L=500 mm (118888) | [ID 51] - MPC-Railconsole 27/18 L=500mm (118888) | 3571 | 23MBR305 | Stack+Diffusor+Diverter | 6 | PCE | Germany | [6 empty] | 2328 | S-2328-0010-A-23-3571-00263591-N | 385 | 211.21 | 2.67 | 300 | 55 | 55 | 11744-6000-23 | 22784276 | 721661 | N | N
Polo | Braden-Europe B.V. HEERLEN | TPMC | [ID 49] - ABRAZADERA DE PERFIL 58 mm-64 mm (1163647) | [ID 49] - PROFILE CLAMP 58mm-64mm (1163647) | [ID 52] - Rieles de sistema MPC (129883) | [ID 52] - MPC Systemrails (129883) | 3571 | 23MBR305 | Stack+Diffusor+Diverter | 6 | PCE | Germany | [6 empty] | 2328 | S-2328-0010-A-23-3571-00263591-N | 385 | 211.21 | 3.75 | 300 | 55 | 55 | 11744-6000-23 | 22784277 | 721661 | N | N
Polo | Braden-Europe B.V. HEERLEN | TPMC | [ID 49] - ABRAZADERA DE PERFIL 58 mm-64 mm (1163647) | [ID 49] - PROFILE CLAMP 58mm-64mm (1163647) | [ID 53] - Brida de amoladora MPC M6 (130281) | [ID 53] - MPC Grider cleat M6 (130281) | 3571 | 23MBR305 | Stack+Diffusor+Diverter | 12 | PCE | Germany | [6 empty] | 2328 | S-2328-0010-A-23-3571-00263591-N | 385 | 211.21 | 2.01 | 300 | 55 | 55 | 11744-6000-23 | 22784278 | 731815 | N | N
Polo | Braden-Europe B.V. HEERLEN | TPMC | [ID 49] - ABRAZADERA DE PERFIL 58 mm-64 mm (1163647) | [ID 49] - PROFILE CLAMP 58mm-64mm (1163647) | [ID 610] - Cinta de fibra de cerámica 50 x 3 | [ID 610] - Ladder Tape 50 x 3 | 3571 | 23MBR305 | Stack+Diffusor+Diverter | 1 | PCE | Germany | [6 empty] | 2328 | S-2328-0010-A-23-3571-00263591-N | 385 | 211.21 | 0.79 | 300 | 55 | 55 | 11744-6000-23 | 22784306 | 701990 | N | N
Polo | Braden-Europe B.V. HEERLEN | TPMC | [ID 49] - ABRAZADERA DE PERFIL 58 mm-64 mm (1163647) | [ID 49] - PROFILE CLAMP 58mm-64mm (1163647) | [ID 637] - Tuerca hexagonal | [ID 637] - Hex Nut | 3571 | 23MBR305 | Stack+Diffusor+Diverter | 142 | PCE | Germany | [6 empty] | 2328 | S-2328-0010-A-23-3571-00263591-N | 385 | 211.21 | 2.44 | 300 | 55 | 55 | 11744-6000-23 | 22784307 | 731816 | N | N
Polo | Braden-Europe B.V. HEERLEN | TPMC | [ID 49] - ABRAZADERA DE PERFIL 58 mm-64 mm (1163647) | [ID 49] - PROFILE CLAMP 58mm-64mm (1163647) | [ID 658] - Tuerca hexagonal | [ID 658] - Hex Nut | 3571 | 23MBR305 | Stack+Diffusor+Diverter | 90 | PCE | Germany | [6 empty] | 2328 | S-2328-0010-A-23-3571-00263591-N | 385 | 211.21 | 1.55 | 300 | 55 | 55 | 11744-6000-23 | 22784308 | 731816 | N | N
Polo | Braden-Europe B.V. HEERLEN | TPMC | [ID 49] - ABRAZADERA DE PERFIL 58 mm-64 mm (1163647) | [ID 49] - PROFILE CLAMP 58mm-64mm (1163647) | [ID 820] -Tuerca M12 (incl. 10% extra) | [ID 820] - NUT M12 (incl. 10% extra) | 3571 | 23MBR305 | Stack+Diffusor+Diverter | 88 | PCE | Germany | [6 empty] | 2328 | S-2328-0010-A-23-3571-00263591-N | 385 | 211.21 | 1.54 | 300 | 55 | 55 | 11744-6000-23 | 22784309 | 731816 | N | N
Polo | Braden-Europe B.V. HEERLEN | TPMC | [ID 49] - ABRAZADERA DE PERFIL 58 mm-64 mm (1163647) | [ID 49] - PROFILE CLAMP 58mm-64mm (1163647) | [ID 827] -Tuerca M12 (incl. 10% extra) | [ID 827] - NUT M12 (incl. 10% extra) | 3571 | 23MBR305 | Stack+Diffusor+Diverter | 159 | PCE | Germany | [6 empty] | 2328 | S-2328-0010-A-23-3571-00263591-N | 385 | 211.21 | 2.76 | 300 | 55 | 55 | 11744-6000-23 | 22784310 | 731816 | N | N
Polo | Braden-Europe B.V. HEERLEN | TPMC | [ID 49] - ABRAZADERA DE PERFIL 58 mm-64 mm (1163647) | [ID 49] - PROFILE CLAMP 58mm-64mm (1163647) | [ID 869] -Tuerca hexagonal M12 (incl. 10% extra) | [ID 869] - Hex Nut M12 (incl. 10% extra) | 3571 | 23MBR305 | Stack+Diffusor+Diverter | 62 | PCE | Germany | [6 empty] | 2328 | S-2328-0010-A-23-3571-00263591-N | 385 | 211.21 | 1.06 | 300 | 55 | 55 | 11744-6000-23 | 22784311 | 731816 | N | N
Polo | Braden-Europe B.V. HEERLEN | TPMC | [ID 49] - ABRAZADERA DE PERFIL 58 mm-64 mm (1163647) | [ID 49] - PROFILE CLAMP 58mm-64mm (1163647) | [ID 882] -Tuerca hexagonal M12 (incl. 10% extra) | [ID 882] - Hex Nut M12 (incl. 10% extra) | 3571 | 23MBR305 | Stack+Diffusor+Diverter | 187 | PCE | Germany | [6 empty] | 2328 | S-2328-0010-A-23-3571-00263591-N | 385 | 211.21 | 3.22 | 300 | 55 | 55 | 11744-6000-23 | 22784312 | 731816 | N | N
Polo | Braden-Europe B.V. HEERLEN | TPMC | [ID 49] - ABRAZADERA DE PERFIL 58 mm-64 mm (1163647) | [ID 49] - PROFILE CLAMP 58mm-64mm (1163647) | [ID 91] - Tuerca M12 (incl. 10% extra) | [ID 91] - NUT M12 (incl. 10% extra) | 3571 | 23MBR305 | Stack+Diffusor+Diverter | 531 | PCE | Germany | [6 empty] | 2328 | S-2328-0010-A-23-3571-00263591-N | 385 | 211.21 | 9.13 | 300 | 55 | 55 | 11744-6000-23 | 22784279 | 731816 | N | N
Polo | Braden-Europe B.V. HEERLEN | TPMC | [ID 49] - ABRAZADERA DE PERFIL 58 mm-64 mm (1163647) | [ID 49] - PROFILE CLAMP 58mm-64mm (1163647) | [ID 934] - Tuerca hexagonal M12 (incl. 10% extra) | [ID 934] - Hex Nut M12 (incl. 10% extra) | 3571 | 23MBR305 | Stack+Diffusor+Diverter | 93 | PCE | Germany | [6 empty] | 2328 | S-2328-0010-A-23-3571-00263591-N | 385 | 211.21 | 1.61 | 300 | 55 | 55 | 11744-6000-23 | 22784313 | 731816 | N | N
Polo | Braden-Europe B.V. HEERLEN | TPMC | [ID 49] - ABRAZADERA DE PERFIL 58 mm-64 mm (1163647) | [ID 49] - PROFILE CLAMP 58mm-64mm (1163647) | [ID 960] - Tuerca hexagonal M12 (incl. 10% extra) | [ID 960] - Hex Nut M12 (incl. 10% extra) | 3571 | 23MBR305 | Stack+Diffusor+Diverter | 44 | PCE | Germany | [6 empty] | 2328 | S-2328-0010-A-23-3571-00263591-N | 385 | 211.21 | 0.76 | 300 | 55 | 55 | 11744-6000-23 | 22784314 | 731816 | N | N
Polo | Braden-Europe B.V. HEERLEN | TPMC | [ID 49] - ABRAZADERA DE PERFIL 58 mm-64 mm (1163647) | [ID 49] - PROFILE CLAMP 58mm-64mm (1163647) | [ID 971] - Tuerca hexagonal M12 (incl. 10% extra) | [ID 971] - Hex Nut M12 (incl. 10% extra) | 3571 | 23MBR305 | Stack+Diffusor+Diverter | 181 | PCE | Germany | [6 empty] | 2328 | S-2328-0010-A-23-3571-00263591-N | 385 | 211.21 | 3.11 | 300 | 55 | 55 | 11744-6000-23 | 22784315 | 731816 | N | N
Polo | Braden-Europe B.V. HEERLEN | TPMC | [ID 49] - ABRAZADERA DE PERFIL 58 mm-64 mm (1163647) | [ID 49] - PROFILE CLAMP 58mm-64mm (1163647) | [ID 995] - Tuerca hexagonal M12 (incl. 10% extra) | [ID 995] - Hex Nut M12 (incl. 10% extra) | 3571 | 23MBR305 | Stack+Diffusor+Diverter | 48 | PCE | Germany | [6 empty] | 2328 | S-2328-0010-A-23-3571-00263591-N | 385 | 211.21 | 0.83 | 300 | 55 | 55 | 11744-6000-23 | 22784316 | 731816 | N | N
Polo | Braden-Europe B.V. HEERLEN | TPMC | [ID 1951] - Caja de control , 22MBR30 GH001 | [ID 1951] - Control box, 22MBR30 GH001 | [ID 1951] - Caja de control , 22MBR30 GH001 | [ID 1951] - Control box, 22MBR30 GH001 | 3571 | 23MBR305 | Stack+Diffusor+Diverter | 1 | PCE | Germany | [6 empty] | 2328 | S-2328-0011-A-23-3571-00263591-N | 500 | 447.8 | 55 | 183 | 107 | 107 | 11744-6000-23 | 22784333 | 853710 | N | N
Polo | Braden-Europe B.V. HEERLEN | TPMC | [ID 1951] - Caja de control , 22MBR30 GH001 | [ID 1951] - Control box, 22MBR30 GH001 | [ID 1953] - Tornillo de foundacion, M10 | [ID 1953] - Bolt anchor, M10 | 3571 | 23MBR305 | Stack+Diffusor+Diverter | 4 | PCE | Germany | [6 empty] | 2328 | S-2328-0011-A-23-3571-00263591-N | 500 | 447.8 | 0.5 | 183 | 107 | 107 | 11744-6000-23 | 22784334 | 731815 | N | N
Polo | Braden-Europe B.V. HEERLEN | TPMC | [ID 1951] - Caja de control , 22MBR30 GH001 | [ID 1951] - Control box, 22MBR30 GH001 | [ID 1955] - Interruptor de luz a prueba de agua | [ID 1955] - Waterproofed light switch | 3571 | 23MBR305 | Stack+Diffusor+Diverter | 6 | PCE | Germany | [6 empty] | 2328 | S-2328-0011-A-23-3571-00263591-N | 500 | 447.8 | 1.5 | 183 | 107 | 107 | 11744-6000-23 | 22784335 | 853650 | N | N
Polo | Braden-Europe B.V. HEERLEN | TPMC | [ID 1951] - Caja de control , 22MBR30 GH001 | [ID 1951] - Control box, 22MBR30 GH001 | [ID 1956] - Enchufe de luz a prueba de agua 230V | [ID 1956] - Waterproofed receptacle 230V | 3571 | 23MBR305 | Stack+Diffusor+Diverter | 4 | PCE | Germany | [6 empty] | 2328 | S-2328-0011-A-23-3571-00263591-N | 500 | 447.8 | 1 | 183 | 107 | 107 | 11744-6000-23 | 22784336 | 853650 | N | N
Polo | Braden-Europe B.V. HEERLEN | TPMC | [ID 1951] - Caja de control , 22MBR30 GH001 | [ID 1951] - Control box, 22MBR30 GH001 | [ID 1957] - Enchufe de luz a prueba de agua 400V | [ID 1957] - Waterproofed receptacle 400V | 3571 | 23MBR305 | Stack+Diffusor+Diverter | 1 | PCE | Germany | [6 empty] | 2328 | S-2328-0011-A-23-3571-00263591-N | 500 | 447.8 | 1 | 183 | 107 | 107 | 11744-6000-23 | 22784337 | 853650 | N | N
Polo | Braden-Europe B.V. HEERLEN | TPMC | [ID 1951] - Caja de control , 22MBR30 GH001 | [ID 1951] - Control box, 22MBR30 GH001 | [ID 1961] - Soporte de lámpara ( Plataforma + 8587 ) | [ID 1961] - Holder for Lamp ( Platform + 8587 ) | 3571 | 23MBR305 | Stack+Diffusor+Diverter | 24 | PCE | Germany | [6 empty] | 2328 | S-2328-0011-A-23-3571-00263591-N | 500 | 447.8 | 42 | 183 | 107 | 107 | 11744-6000-23 | 22784338 | 853990 | N | N
Polo | Braden-Europe B.V. HEERLEN | TPMC | [ID 1951] - Caja de control , 22MBR30 GH001 | [ID 1951] - Control box, 22MBR30 GH001 | [ID 1964] - Soporte para pared 210mm with screw M10 x 30mm | [ID 1964] - Wall bracket 210mm with screw M10 x 30mm | 3571 | 23MBR305 | Stack+Diffusor+Diverter | 35 | PCE | Germany | [6 empty] | 2328 | S-2328-0011-A-23-3571-00263591-N | 500 | 447.8 | 11.2 | 183 | 107 | 107 | 11744-6000-23 | 22784339 | 731815 | N | N
Polo | Braden-Europe B.V. HEERLEN | TPMC | [ID 1951] - Caja de control , 22MBR30 GH001 | [ID 1951] - Control box, 22MBR30 GH001 | [ID 1965] - Juntura para Canal de cable 100 x 50mm | [ID 1965] - Joint connector for cable tray 100 x 50mm | 3571 | 23MBR305 | Stack+Diffusor+Diverter | 30 | PCE | Germany | [6 empty] | 2328 | S-2328-0011-A-23-3571-00263591-N | 500 | 447.8 | 2.4 | 183 | 107 | 107 | 11744-6000-23 | 22784340 | 732690 | N | N
Polo | Braden-Europe B.V. HEERLEN | TPMC | [ID 1951] - Caja de control , 22MBR30 GH001 | [ID 1951] - Control box, 22MBR30 GH001 | [ID 1966] - Tornillo, M 6 x 12mm, con Arandela y Tuerca | [ID 1966] - Screw, M 6 x 12mm, incl. washers and nuts | 3571 | 23MBR305 | Stack+Diffusor+Diverter | 300 | PCE | Germany | [6 empty] | 2328 | S-2328-0011-A-23-3571-00263591-N | 500 | 447.8 | 3 | 183 | 107 | 107 | 11744-6000-23 | 22784341 | 731816 | N | N
Polo | Braden-Europe B.V. HEERLEN | TPMC | [ID 1951] - Caja de control , 22MBR30 GH001 | [ID 1951] - Control box, 22MBR30 GH001 | [ID 1967] - Circulo de protección para cable | [ID 1967] - Cable protection rings | 3571 | 23MBR305 | Stack+Diffusor+Diverter | 75 | PCE | Germany | [6 empty] | 2328 | S-2328-0011-A-23-3571-00263591-N | 500 | 447.8 | 1 | 183 | 107 | 107 | 11744-6000-23 | 22784342 | 741521 | N | N
Polo | Braden-Europe B.V. HEERLEN | TPMC | [ID 1951] - Caja de control , 22MBR30 GH001 | [ID 1951] - Control box, 22MBR30 GH001 | [ID 1969] - Estuche de Cabo M32 | [ID 1969] - End sleeve M32 | 3571 | 23MBR305 | Stack+Diffusor+Diverter | 100 | PCE | Germany | [6 empty] | 2328 | S-2328-0011-A-23-3571-00263591-N | 500 | 447.8 | 1 | 183 | 107 | 107 | 11744-6000-23 | 22784343 | 853890 | N | N
Polo | Braden-Europe B.V. HEERLEN | TPMC | [ID 1951] - Caja de control , 22MBR30 GH001 | [ID 1951] - Control box, 22MBR30 GH001 | [ID 1970] - Abrazadera de distancia M32 | [ID 1970] - Distance clamps M32 | 3571 | 23MBR305 | Stack+Diffusor+Diverter | 200 | PCE | Germany | [6 empty] | 2328 | S-2328-0011-A-23-3571-00263591-N | 500 | 447.8 | 4 | 183 | 107 | 107 | 11744-6000-23 | 22784344 | 732690 | N | N
Polo | Braden-Europe B.V. HEERLEN | TPMC | [ID 1951] - Caja de control , 22MBR30 GH001 | [ID 1951] - Control box, 22MBR30 GH001 | [ID 1971] - Abrazadera caddy EM24 | [ID 1971] - Caddy clamps EM24 | 3571 | 23MBR305 | Stack+Diffusor+Diverter | 200 | PCE | Germany | [6 empty] | 2328 | S-2328-0011-A-23-3571-00263591-N | 500 | 447.8 | 3 | 183 | 107 | 107 | 11744-6000-23 | 22784345 | 732690 | N | N
Polo | Braden-Europe B.V. HEERLEN | TPMC | [ID 1951] - Caja de control , 22MBR30 GH001 | [ID 1951] - Control box, 22MBR30 GH001 | [ID 1972] - Abrazadera de viga acero | [ID 1972] - Mounting clamp for steel beams | 3571 | 23MBR305 | Stack+Diffusor+Diverter | 30 | PCE | Germany | [6 empty] | 2328 | S-2328-0011-A-23-3571-00263591-N | 500 | 447.8 | 14.4 | 183 | 107 | 107 | 11744-6000-23 | 22784346 | 730890 | N | N
Polo | Braden-Europe B.V. HEERLEN | TPMC | [ID 1951] - Caja de control , 22MBR30 GH001 | [ID 1951] - Control box, 22MBR30 GH001 | [ID 1973] - Riel de montaje, 600mm | [ID 1973] - Mounting rail, 600mm | 3571 | 23MBR305 | Stack+Diffusor+Diverter | 15 | PCE | Germany | [6 empty] | 2328 | S-2328-0011-A-23-3571-00263591-N | 500 | 447.8 | 6.3 | 183 | 107 | 107 | 11744-6000-23 | 22784347 | 721661 | N | N
Polo | Braden-Europe B.V. HEERLEN | TPMC | [ID 1951] - Caja de control , 22MBR30 GH001 | [ID 1951] - Control box, 22MBR30 GH001 | [ID 1974] - Cable de corriente N2XH - J, 3 x 2,5mm² - 450m | [ID 1974] - Power cable N2XH - J, 3 x 2,5mm² - 450m | 3571 | 23MBR305 | Stack+Diffusor+Diverter | 1 | PCE | Germany | [6 empty] | 2328 | S-2328-0011-A-23-3571-00263591-N | 500 | 447.8 | 202.5 | 183 | 107 | 107 | 11744-6000-23 | 22784348 | 854449 | N | N
Polo | Braden-Europe B.V. HEERLEN | TPMC | [ID 1951] - Caja de control , 22MBR30 GH001 | [ID 1951] - Control box, 22MBR30 GH001 | [ID 1975] - Cable de corriente N2XH - J, 4 x 2,5mm² - 60m | [ID 1975] - Power cable N2XH - J, 4 x 2,5mm² - 60m | 3571 | 23MBR305 | Stack+Diffusor+Diverter | 1 | PCE | Germany | [6 empty] | 2328 | S-2328-0011-A-23-3571-00263591-N | 500 | 447.8 | 28 | 183 | 107 | 107 | 11744-6000-23 | 22784349 | 854449 | N | N
Polo | Braden-Europe B.V. HEERLEN | TPMC | [ID 1951] - Caja de control , 22MBR30 GH001 | [ID 1951] - Control box, 22MBR30 GH001 | [ID 1976] - Cable de corriente N2XH - J, 5 x 2,5mm² - 40m | [ID 1976] - Power cable N2XH - J, 5 x 2,5mm² - 40m | 3571 | 23MBR305 | Stack+Diffusor+Diverter | 1 | PCE | Germany | [6 empty] | 2328 | S-2328-0011-A-23-3571-00263591-N | 500 | 447.8 | 53 | 183 | 107 | 107 | 11744-6000-23 | 22784350 | 854449 | N | N
Polo | Braden-Europe B.V. HEERLEN | TPMC | [ID 1951] - Caja de control , 22MBR30 GH001 | [ID 1951] - Control box, 22MBR30 GH001 | [ID 1977] - Marca de cable con abrazadera 100mm | [ID 1977] - Cable marker with cable tie 100mm | 3571 | 23MBR305 | Stack+Diffusor+Diverter | 60 | PCE | Germany | [6 empty] | 2328 | S-2328-0011-A-23-3571-00263591-N | 500 | 447.8 | 0.5 | 183 | 107 | 107 | 11744-6000-23 | 22784351 | 392690 | N | N
Polo | Braden-Europe B.V. HEERLEN | TPMC | [ID 1951] - Caja de control , 22MBR30 GH001 | [ID 1951] - Control box, 22MBR30 GH001 | [ID 1978] - Abrazadera de cable, 3,5 x 200mm - negro | [ID 1978] - Cable tie, 3,5 x 200mm - black | 3571 | 23MBR305 | Stack+Diffusor+Diverter | 1000 | PCE | Germany | [6 empty] | 2328 | S-2328-0011-A-23-3571-00263591-N | 500 | 447.8 | 1 | 183 | 107 | 107 | 11744-6000-23 | 22784352 | 392690 | N | N
Polo | Braden-Europe B.V. HEERLEN | TPMC | [ID 1951] - Caja de control , 22MBR30 GH001 | [ID 1951] - Control box, 22MBR30 GH001 | [ID 1979] - Àngulo de protección - 10m | [ID 1979] - Edge protection - 10m | 3571 | 23MBR305 | Stack+Diffusor+Diverter | 1 | PCE | Germany | [6 empty] | 2328 | S-2328-0011-A-23-3571-00263591-N | 500 | 447.8 | 3 | 183 | 107 | 107 | 11744-6000-23 | 22784353 | 400821 | N | N
Polo | Braden-Europe B.V. HEERLEN | TPMC | [ID 1951] - Caja de control , 22MBR30 GH001 | [ID 1951] - Control box, 22MBR30 GH001 | [ID 1980] - Tornillo para Riel de montaje M6 x 20mm | [ID 1980] - Carriage bold M6 x 20mm for mounting rail | 3571 | 23MBR305 | Stack+Diffusor+Diverter | 60 | PCE | Germany | [6 empty] | 2328 | S-2328-0011-A-23-3571-00263591-N | 500 | 447.8 | 0.5 | 183 | 107 | 107 | 11744-6000-23 | 22784354 | 731815 | N | N
Polo | Braden-Europe B.V. HEERLEN | TPMC | [ID 1951] - Caja de control , 22MBR30 GH001 | [ID 1951] - Control box, 22MBR30 GH001 | [ID 1981] - Tornillo , M6 x 30mm- DIN 84 | [ID 1981] - Gal. screw, M6 x 30mm- DIN 84 | 3571 | 23MBR305 | Stack+Diffusor+Diverter | 250 | PCE | Germany | [6 empty] | 2328 | S-2328-0011-A-23-3571-00263591-N | 500 | 447.8 | 2.5 | 183 | 107 | 107 | 11744-6000-23 | 22784355 | 731815 | N | N
Polo | Braden-Europe B.V. HEERLEN | TPMC | [ID 1951] - Caja de control , 22MBR30 GH001 | [ID 1951] - Control box, 22MBR30 GH001 | [ID 1982] - Arandela muelle, M6- DIN 127 | [ID 1982] - Gal. spring washer, M6- DIN 127 | 3571 | 23MBR305 | Stack+Diffusor+Diverter | 250 | PCE | Germany | [6 empty] | 2328 | S-2328-0011-A-23-3571-00263591-N | 500 | 447.8 | 0.5 | 183 | 107 | 107 | 11744-6000-23 | 22784356 | 731821 | N | N
Polo | Braden-Europe B.V. HEERLEN | TPMC | [ID 1951] - Caja de control , 22MBR30 GH001 | [ID 1951] - Control box, 22MBR30 GH001 | [ID 1983] - Arandela, M6- DIN 125 | [ID 1983] - Gal. washer, M6- DIN 125 | 3571 | 23MBR305 | Stack+Diffusor+Diverter | 250 | PCE | Germany | [6 empty] | 2328 | S-2328-0011-A-23-3571-00263591-N | 500 | 447.8 | 0.5 | 183 | 107 | 107 | 11744-6000-23 | 22784357 | 731821 | N | N
Polo | Braden-Europe B.V. HEERLEN | TPMC | [ID 1951] - Caja de control , 22MBR30 GH001 | [ID 1951] - Control box, 22MBR30 GH001 | [ID 1984] - Tuerca, M6- DIN 934 | [ID 1984] - Gal. nut, M6- DIN 934 | 3571 | 23MBR305 | Stack+Diffusor+Diverter | 250 | PCE | Germany | [6 empty] | 2328 | S-2328-0011-A-23-3571-00263591-N | 500 | 447.8 | 0.5 | 183 | 107 | 107 | 11744-6000-23 | 22784358 | 731816 | N | N
Polo | Braden-Europe B.V. HEERLEN | TPMC | [ID 1951] - Caja de control , 22MBR30 GH001 | [ID 1951] - Control box, 22MBR30 GH001 | [ID 1985] - Nudo cadena 10m | [ID 1985] - Knot chain 10m | 3571 | 23MBR305 | Stack+Diffusor+Diverter | 1 | PCE | Germany | [6 empty] | 2328 | S-2328-0011-A-23-3571-00263591-N | 500 | 447.8 | 3 | 183 | 107 | 107 | 11744-6000-23 | 22784359 | 731590 | N | N
Polo | Braden-Europe B.V. HEERLEN | TPMC | [ID 1951] - Caja de control , 22MBR30 GH001 | [ID 1951] - Control box, 22MBR30 GH001 | [ID 1986] - Accesorios de montaje para Nudo cadena | [ID 1986] - Mounting accessorie for knot chain | 3571 | 23MBR305 | Stack+Diffusor+Diverter | 4 | PCE | Germany | [6 empty] | 2328 | S-2328-0011-A-23-3571-00263591-N | 500 | 447.8 | 1 | 183 | 107 | 107 | 11744-6000-23 | 22784360 | 741910 | N | N
Polo | Braden-Europe B.V. HEERLEN | TPMC | [ID 1951] - Caja de control , 22MBR30 GH001 | [ID 1951] - Control box, 22MBR30 GH001 | [ID 1987] - Toma de tierra 6mm² - 30m | [ID 1987] - Stranded copper cable 6mm² - 30m | 3571 | 23MBR305 | Stack+Diffusor+Diverter | 1 | PCE | Germany | [6 empty] | 2328 | S-2328-0011-A-23-3571-00263591-N | 500 | 447.8 | 2 | 183 | 107 | 107 | 11744-6000-23 | 22784361 | 854449 | N | N
Polo | Braden-Europe B.V. HEERLEN | TPMC | [ID 1951] - Caja de control , 22MBR30 GH001 | [ID 1951] - Control box, 22MBR30 GH001 | [ID 1988] - Seguro clavar terminales electricos 6mm² | [ID 1988] - Insulated pin terminals 6mm² | 3571 | 23MBR305 | Stack+Diffusor+Diverter | 100 | PCE | Germany | [6 empty] | 2328 | S-2328-0011-A-23-3571-00263591-N | 500 | 447.8 | 0.5 | 183 | 107 | 107 | 11744-6000-23 | 22784362 | 731700 | N | N
Polo | Braden-Europe B.V. HEERLEN | TPMC | [ID 1951] - Caja de control , 22MBR30 GH001 | [ID 1951] - Control box, 22MBR30 GH001 | [ID 1989] - Seguro clavar terminales electricos 6mm² - LD 6 | [ID 1989] - Insulated sonderless terminals 6mm² - LD 6 | 3571 | 23MBR305 | Stack+Diffusor+Diverter | 100 | PCE | Germany | [6 empty] | 2328 | S-2328-0011-A-23-3571-00263591-N | 500 | 447.8 | 0.5 | 183 | 107 | 107 | 11744-6000-23 | 22784363 | 701939 | N | N
Polo | Braden-Europe B.V. HEERLEN | TPMC | [ID 1951] - Caja de control , 22MBR30 GH001 | [ID 1951] - Control box, 22MBR30 GH001 | [ID 1990] - Abrazadera de los conocimientos basicos | [ID 1990] - Volume grounding clamp | 3571 | 23MBR305 | Stack+Diffusor+Diverter | 20 | PCE | Germany | [6 empty] | 2328 | S-2328-0011-A-23-3571-00263591-N | 500 | 447.8 | 1 | 183 | 107 | 107 | 11744-6000-23 | 22784364 | 730890 | N | N
Polo | Braden-Europe B.V. HEERLEN | TPMC | [ID 1958] - Lámpara fluorescente a prueba de agua 2 x 58W | [ID 1958] - Waterproofed fluorescent light 2 x 58W | [ID 1958] - Lámpara fluorescente a prueba de agua 2 x 58W | [ID 1958] - Waterproofed fluorescent light 2 x 58W | 3571 | 23MBR305 | Stack+Diffusor+Diverter | 22 | PCE | Germany | [6 empty] | 2328 | S-2328-0012-A-23-3571-00263591-N | 190 | 123.7 | 110 | 183 | 107 | 65 | 11744-6000-23 | 22784365 | 853650 | N | N
Polo | Braden-Europe B.V. HEERLEN | TPMC | [ID 1958] - Lámpara fluorescente a prueba de agua 2 x 58W | [ID 1958] - Waterproofed fluorescent light 2 x 58W | [ID 1959] - Lámpara fluorescente 58W | [ID 1959] - Fluorescent light 58W | 3571 | 23MBR305 | Stack+Diffusor+Diverter | 45 | PCE | Germany | [6 empty] | 2328 | S-2328-0012-A-23-3571-00263591-N | 190 | 123.7 | 7 | 183 | 107 | 65 | 11744-6000-23 | 22784366 | 940540 | N | N
Polo | Braden-Europe B.V. HEERLEN | TPMC | [ID 1958] - Lámpara fluorescente a prueba de agua 2 x 58W | [ID 1958] - Waterproofed fluorescent light 2 x 58W | [ID 1960] - Tapón de rosca para lámpara fluorescente a prueba de agua | [ID 1960] - PVC - cable gland with locknuts for waterproofed fluorescent light | 3571 | 23MBR305 | Stack+Diffusor+Diverter | 44 | PCE | Germany | [6 empty] | 2328 | S-2328-0012-A-23-3571-00263591-N | 190 | 123.7 | 0.7 | 183 | 107 | 65 | 11744-6000-23 | 22784367 | 731816 | N | N
Polo | Braden-Europe B.V. HEERLEN | TPMC | [ID 1958] - Lámpara fluorescente a prueba de agua 2 x 58W | [ID 1958] - Waterproofed fluorescent light 2 x 58W | [ID 1962] - Alumbrado de emergencia | [ID 1962] - Emergency light | 3571 | 23MBR305 | Stack+Diffusor+Diverter | 2 | PCE | Germany | [6 empty] | 2328 | S-2328-0012-A-23-3571-00263591-N | 190 | 123.7 | 6 | 183 | 107 | 65 | 11744-6000-23 | 22784368 | 851220 | N | N
Polo | Braden-Europe B.V. HEERLEN | TPMC | [ID 1908] - Módulo 22MBR20 GF080 incl. 1x transmisor y drenaje | [ID 1908] - Skid 22MBR20 GF080 incl. 1x transmitter and drain | [ID 1908] - Módulo 22MBR20 GF080 incl. 1x transmisor y drenaje | [ID 1908] - Skid 22MBR20 GF080 incl. 1x transmitter and drain | 3571 | 23MBR305 | Stack+Diffusor+Diverter | 1 | PCE | Germany | [6 empty] | 2328 | S-2328-0013-A-23-3571-00263591-N | 170 | 40.8 | 35 | 220 | 81 | 80 | 11744-6000-23 | 22784369 | 732690 | N | N
Polo | Braden-Europe B.V. HEERLEN | TPMC | [ID 1908] - Módulo 22MBR20 GF080 incl. 1x transmisor y drenaje | [ID 1908] - Skid 22MBR20 GF080 incl. 1x transmitter and drain | [ID 1909] - Anclaje de perno, M10 | [ID 1909] - Bolt anchor, M10 | 3571 | 23MBR305 | Stack+Diffusor+Diverter | 8 | PCE | Germany | [6 empty] | 2328 | S-2328-0013-A-23-3571-00263591-N | 170 | 40.8 | 0.5 | 220 | 81 | 80 | 11744-6000-23 | 22784370 | 731815 | N | N
Polo | Braden-Europe B.V. HEERLEN | TPMC | [ID 1908] - Módulo 22MBR20 GF080 incl. 1x transmisor y drenaje | [ID 1908] - Skid 22MBR20 GF080 incl. 1x transmitter and drain | [ID 1910] - Riel de montaje, 100 mm | [ID 1910] - Mounting rail, 100mm | 3571 | 23MBR305 | Stack+Diffusor+Diverter | 20 | PCE | Germany | [6 empty] | 2328 | S-2328-0013-A-23-3571-00263591-N | 170 | 40.8 | 2 | 220 | 81 | 80 | 11744-6000-23 | 22784371 | 721661 | N | N
Polo | Braden-Europe B.V. HEERLEN | TPMC | [ID 1908] - Módulo 22MBR20 GF080 incl. 1x transmisor y drenaje | [ID 1908] - Skid 22MBR20 GF080 incl. 1x transmitter and drain | [ID 1911] - Abrazadera BBS 12-16 mm con manguitos opuestos | [ID 1911] - BBS-Clamp 12-16mm with opposite sleeves | 3571 | 23MBR305 | Stack+Diffusor+Diverter | 20 | PCE | Germany | [6 empty] | 2328 | S-2328-0013-A-23-3571-00263591-N | 170 | 40.8 | 1 | 220 | 81 | 80 | 11744-6000-23 | 22784372 | 732690 | N | N
Polo | Braden-Europe B.V. HEERLEN | TPMC | [ID 1908] - Módulo 22MBR20 GF080 incl. 1x transmisor y drenaje | [ID 1908] - Skid 22MBR20 GF080 incl. 1x transmitter and drain | [ID 1913] - Unión HBZ de ac. inox., 12 mm | [ID 1913] - SS-Union HBZ, 12mm | 3571 | 23MBR305 | Stack+Diffusor+Diverter | 4 | PCE | Germany | [6 empty] | 2328 | S-2328-0013-A-23-3571-00263591-N | 170 | 40.8 | 0.5 | 220 | 81 | 80 | 11744-6000-23 | 22784373 | 732690 | N | N
Polo | Braden-Europe B.V. HEERLEN | TPMC | [ID 1908] - Módulo 22MBR20 GF080 incl. 1x transmisor y drenaje | [ID 1908] - Skid 22MBR20 GF080 incl. 1x transmitter and drain | [ID 1914] - Conector macho de ac. inox. GE 1/2" - 12 mm | [ID 1914] - SS-Male connector GE ½" - 12mm | 3571 | 23MBR305 | Stack+Diffusor+Diverter | 2 | PCE | Germany | [6 empty] | 2328 | S-2328-0013-A-23-3571-00263591-N | 170 | 40.8 | 0.3 | 220 | 81 | 80 | 11744-6000-23 | 22784374 | 732690 | N | N
Polo | Braden-Europe B.V. HEERLEN | TPMC | [ID 1908] - Módulo 22MBR20 GF080 incl. 1x transmisor y drenaje | [ID 1908] - Skid 22MBR20 GF080 incl. 1x transmitter and drain | [ID 1915] - Tornillo gal., M8 x 40 mm - DIN 84 | [ID 1915] - Gal. screw, M8 x 40mm- DIN 84 | 3571 | 23MBR305 | Stack+Diffusor+Diverter | 40 | PCE | Germany | [6 empty] | 2328 | S-2328-0013-A-23-3571-00263591-N | 170 | 40.8 | 0.3 | 220 | 81 | 80 | 11744-6000-23 | 22784375 | 731815 | N | N
Polo | Braden-Europe B.V. HEERLEN | TPMC | [ID 1908] - Módulo 22MBR20 GF080 incl. 1x transmisor y drenaje | [ID 1908] - Skid 22MBR20 GF080 incl. 1x transmitter and drain | [ID 1916] - Arandela de resorte gal., M8 - DIN 127 | [ID 1916] - Gal. spring washer, M8- DIN 127 | 3571 | 23MBR305 | Stack+Diffusor+Diverter | 40 | PCE | Germany | [6 empty] | 2328 | S-2328-0013-A-23-3571-00263591-N | 170 | 40.8 | 0.3 | 220 | 81 | 80 | 11744-6000-23 | 22784376 | 731821 | N | N
Polo | Braden-Europe B.V. HEERLEN | TPMC | [ID 1908] - Módulo 22MBR20 GF080 incl. 1x transmisor y drenaje | [ID 1908] - Skid 22MBR20 GF080 incl. 1x transmitter and drain | [ID 1917] - Arandela gal., M8 - DIN 125 | [ID 1917] - Gal. washer, M8- DIN 125 | 3571 | 23MBR305 | Stack+Diffusor+Diverter | 80 | PCE | Germany | [6 empty] | 2328 | S-2328-0013-A-23-3571-00263591-N | 170 | 40.8 | 0.3 | 220 | 81 | 80 | 11744-6000-23 | 22784377 | 731821 | N | N
Polo | Braden-Europe B.V. HEERLEN | TPMC | [ID 1908] - Módulo 22MBR20 GF080 incl. 1x transmisor y drenaje | [ID 1908] - Skid 22MBR20 GF080 incl. 1x transmitter and drain | [ID 1918] - Tuerca gal., M8 - DIN 934 | [ID 1918] - Gal. nut, M8- DIN 934 | 3571 | 23MBR305 | Stack+Diffusor+Diverter | 40 | PCE | Germany | [6 empty] | 2328 | S-2328-0013-A-23-3571-00263591-N | 170 | 40.8 | 0.3 | 220 | 81 | 80 | 11744-6000-23 | 22784378 | 731816 | N | N
Polo | Braden-Europe B.V. HEERLEN | TPMC | [ID 1908] - Módulo 22MBR20 GF080 incl. 1x transmisor y drenaje | [ID 1908] - Skid 22MBR20 GF080 incl. 1x transmitter and drain | [ID 1919] - Cinta de teflón | [ID 1919] - Teflon Tape | 3571 | 23MBR305 | Stack+Diffusor+Diverter | 1 | PCE | Germany | [6 empty] | 2328 | S-2328-0013-A-23-3571-00263591-N | 170 | 40.8 | 0.3 | 220 | 81 | 80 | 11744-6000-23 | 22784379 | 391990 | N | N
Polo | Braden-Europe B.V. HEERLEN | TPMC | [ID 1912] - Línea detectora de presión de ac. inox., 12 mm - 6000 mm | [ID 1912] - SS-Pressure sensing line, 12mm - 6000mm | [ID 1912] - Línea detectora de presión de ac. inox., 12 mm - 6000 mm | [ID 1912] - SS-Pressure sensing line, 12mm - 6000mm | 3571 | 23MBR305 | Stack+Diffusor+Diverter | 4 | PCE | Germany | [6 empty] | 2328 | S-2328-0014-A-23-3571-00263591-N | 1480 | 553.3 | 8 | 644 | 102 | 128 | 11744-6000-23 | 22784388 | 730890 | N | N
Polo | Braden-Europe B.V. HEERLEN | TPMC | [ID 1912] - Línea detectora de presión de ac. inox., 12 mm - 6000 mm | [ID 1912] - SS-Pressure sensing line, 12mm - 6000mm | [ID 1921] - Armadura para caja de control | [ID 1921] - Rack for control box | 3571 | 23MBR305 | Stack+Diffusor+Diverter | 1 | PCE | Germany | [6 empty] | 2328 | S-2328-0014-A-23-3571-00263591-N | 1480 | 553.3 | 45 | 644 | 102 | 128 | 11744-6000-23 | 22784389 | 853710 | N | N
Polo | Braden-Europe B.V. HEERLEN | TPMC | [ID 1912] - Línea detectora de presión de ac. inox., 12 mm - 6000 mm | [ID 1912] - SS-Pressure sensing line, 12mm - 6000mm | [ID 1924] - Tuba acero galvanizar para avion lámpara de control con JB 22MBL20 GF002 - 005 | [ID 1924] - Gal. steel pipe for aircraft warning light with JB 22MBL20 GF002 - 005 | 3571 | 23MBR305 | Stack+Diffusor+Diverter | 4 | PCE | Germany | [6 empty] | 2328 | S-2328-0014-A-23-3571-00263591-N | 1480 | 553.3 | 65 | 644 | 102 | 128 | 11744-6000-23 | 22784390 | 730490 | N | N
Polo | Braden-Europe B.V. HEERLEN | TPMC | [ID 1912] - Línea detectora de presión de ac. inox., 12 mm - 6000 mm | [ID 1912] - SS-Pressure sensing line, 12mm - 6000mm | [ID 1927] - Canal de cable 200 x 60mm - 3000mm | [ID 1927] - Cable tray 200 x 60mm - 3000mm | 3571 | 23MBR305 | Stack+Diffusor+Diverter | 18 | PCE | Germany | [6 empty] | 2328 | S-2328-0014-A-23-3571-00263591-N | 1480 | 553.3 | 37 | 644 | 102 | 128 | 11744-6000-23 | 22784391 | 732690 | N | N
Polo | Braden-Europe B.V. HEERLEN | TPMC | [ID 1912] - Línea detectora de presión de ac. inox., 12 mm - 6000 mm | [ID 1912] - SS-Pressure sensing line, 12mm - 6000mm | [ID 1928] - Tapadera para Canal de cable 200 x 60mm - 3000mm | [ID 1928] - Cover for cable tray 200 x 60mm - 3000mm | 3571 | 23MBR305 | Stack+Diffusor+Diverter | 18 | PCE | Germany | [6 empty] | 2328 | S-2328-0014-A-23-3571-00263591-N | 1480 | 553.3 | 18 | 644 | 102 | 128 | 11744-6000-23 | 22784392 | 732690 | N | N
Polo | Braden-Europe B.V. HEERLEN | TPMC | [ID 1912] - Línea detectora de presión de ac. inox., 12 mm - 6000 mm | [ID 1912] - SS-Pressure sensing line, 12mm - 6000mm | [ID 1931] - Tuba acero galvanizar M32 - 3000mm | [ID 1931] - Gal. Conduit pipe M32 - 3000mm | 3571 | 23MBR305 | Stack+Diffusor+Diverter | 14 | PCE | Germany | [6 empty] | 2328 | S-2328-0014-A-23-3571-00263591-N | 1480 | 553.3 | 54 | 644 | 102 | 128 | 11744-6000-23 | 22784393 | 730490 | N | N
Polo | Braden-Europe B.V. HEERLEN | TPMC | [ID 1912] - Línea detectora de presión de ac. inox., 12 mm - 6000 mm | [ID 1912] - SS-Pressure sensing line, 12mm - 6000mm | [ID 1952] - Armadura para caja de control, 22MBR30 GH001 | [ID 1952] - Rack for control box, 22MBR30 GH001 | 3571 | 23MBR305 | Stack+Diffusor+Diverter | 1 | PCE | Germany | [6 empty] | 2328 | S-2328-0014-A-23-3571-00263591-N | 1480 | 553.3 | 45 | 644 | 102 | 128 | 11744-6000-23 | 22784394 | 853710 | N | N
Polo | Braden-Europe B.V. HEERLEN | TPMC | [ID 1912] - Línea detectora de presión de ac. inox., 12 mm - 6000 mm | [ID 1912] - SS-Pressure sensing line, 12mm - 6000mm | [ID 1963] - Canal de cable con tapadera, 100 x 50mm - 3000mm | [ID 1963] - Cable tray with cover, 100 x 50mm - 3000mm | 3571 | 23MBR305 | Stack+Diffusor+Diverter | 20 | PCE | Germany | [6 empty] | 2328 | S-2328-0014-A-23-3571-00263591-N | 1480 | 553.3 | 60 | 644 | 102 | 128 | 11744-6000-23 | 22784395 | 732690 | N | N
Polo | Braden-Europe B.V. HEERLEN | TPMC | [ID 1912] - Línea detectora de presión de ac. inox., 12 mm - 6000 mm | [ID 1912] - SS-Pressure sensing line, 12mm - 6000mm | [ID 1968] - Tuba acero galvanizar , M32 - 3000mm | [ID 1968] - Gal. Conduit pipe, M32 - 3000mm | 3571 | 23MBR305 | Stack+Diffusor+Diverter | 28 | PCE | Germany | [6 empty] | 2328 | S-2328-0014-A-23-3571-00263591-N | 1480 | 553.3 | 208 | 644 | 102 | 128 | 11744-6000-23 | 22784396 | 730490 | N | N
Polo | Braden-Europe B.V. HEERLEN | TPMC | [ID 1912] - Línea detectora de presión de ac. inox., 12 mm - 6000 mm | [ID 1912] - SS-Pressure sensing line, 12mm - 6000mm | [ID 1991] - Doblar 45° - RB 45 120 FT, 200x110 mm | [ID 1991] - Bend 45° - RB 45 120 FT, 200x110 mm | 3571 | 23MBR305 | Stack+Diffusor+Diverter | 1 | PCE | Germany | [6 empty] | 2328 | S-2328-0014-A-23-3571-00263591-N | 1480 | 553.3 | 1 | 644 | 102 | 128 | 11744-6000-23 | 22784397 | 730723 | N | N
Polo | Braden-Europe B.V. HEERLEN | TPMC | [ID 1912] - Línea detectora de presión de ac. inox., 12 mm - 6000 mm | [ID 1912] - SS-Pressure sensing line, 12mm - 6000mm | [ID 1992] - Cubierta para doblar 45° - DFB 45 200 BS | [ID 1992] - Cover for Bend 45° - DFB 45 200 BS | 3571 | 23MBR305 | Stack+Diffusor+Diverter | 1 | PCE | Germany | [6 empty] | 2328 | S-2328-0014-A-23-3571-00263591-N | 1480 | 553.3 | 0.5 | 644 | 102 | 128 | 11744-6000-23 | 22784380 | 400821 | N | N
Polo | Braden-Europe B.V. HEERLEN | TPMC | [ID 1912] - Línea detectora de presión de ac. inox., 12 mm - 6000 mm | [ID 1912] - SS-Pressure sensing line, 12mm - 6000mm | [ID 1993] - Canal de cable SKS 120 FT, 200x3000 mm | [ID 1993] - Cable tray SKS 120 FT, 200x3000 mm | 3571 | 23MBR305 | Stack+Diffusor+Diverter | 1 | PCE | Germany | [6 empty] | 2328 | S-2328-0014-A-23-3571-00263591-N | 1480 | 553.3 | 4.5 | 644 | 102 | 128 | 11744-6000-23 | 22784381 | 732690 | N | N
Polo | Braden-Europe B.V. HEERLEN | TPMC | [ID 1912] - Línea detectora de presión de ac. inox., 12 mm - 6000 mm | [ID 1912] - SS-Pressure sensing line, 12mm - 6000mm | [ID 1994] - Tapadera para Canal de cable SKS - 3000mm | [ID 1994] - Cover for cable tray SKS - 3000mm | 3571 | 23MBR305 | Stack+Diffusor+Diverter | 1 | PCE | Germany | [6 empty] | 2328 | S-2328-0014-A-23-3571-00263591-N | 1480 | 553.3 | 2 | 644 | 102 | 128 | 11744-6000-23 | 22784382 | 732690 | N | N
Polo | Braden-Europe B.V. HEERLEN | TPMC | [ID 1912] - Línea detectora de presión de ac. inox., 12 mm - 6000 mm | [ID 1912] - SS-Pressure sensing line, 12mm - 6000mm | [ID 1995] - Tuerca M6- DIN 934 | [ID 1995] - Nut M6- DIN 934 | 3571 | 23MBR305 | Stack+Diffusor+Diverter | 4 | PCE | Germany | [6 empty] | 2328 | S-2328-0014-A-23-3571-00263591-N | 1480 | 553.3 | 0.1 | 644 | 102 | 128 | 11744-6000-23 | 22784383 | 731816 | N | N
Polo | Braden-Europe B.V. HEERLEN | TPMC | [ID 1912] - Línea detectora de presión de ac. inox., 12 mm - 6000 mm | [ID 1912] - SS-Pressure sensing line, 12mm - 6000mm | [ID 1996] - Tornillo M6 x 16 mm- DIN 84 | [ID 1996] - Screw M6 x 16 mm- DIN 84 | 3571 | 23MBR305 | Stack+Diffusor+Diverter | 4 | PCE | Germany | [6 empty] | 2328 | S-2328-0014-A-23-3571-00263591-N | 1480 | 553.3 | 0.1 | 644 | 102 | 128 | 11744-6000-23 | 22784384 | 731815 | N | N
Polo | Braden-Europe B.V. HEERLEN | TPMC | [ID 1912] - Línea detectora de presión de ac. inox., 12 mm - 6000 mm | [ID 1912] - SS-Pressure sensing line, 12mm - 6000mm | [ID 1997] - Beam clamp SSP 6-21 M6 FT | [ID 1997] - Beam clamp SSP 6-21 M6 FT | 3571 | 23MBR305 | Stack+Diffusor+Diverter | 4 | PCE | Germany | [6 empty] | 2328 | S-2328-0014-A-23-3571-00263591-N | 1480 | 553.3 | 1 | 644 | 102 | 128 | 11744-6000-23 | 22784385 | 732690 | N | N
Polo | Braden-Europe B.V. HEERLEN | TPMC | [ID 1912] - Línea detectora de presión de ac. inox., 12 mm - 6000 mm | [ID 1912] - SS-Pressure sensing line, 12mm - 6000mm | [ID 1998] - Arandela 6,4 mm- DIN 125 | [ID 1998] - Washer 6,4 mm- DIN 125 | 3571 | 23MBR305 | Stack+Diffusor+Diverter | 4 | PCE | Germany | [6 empty] | 2328 | S-2328-0014-A-23-3571-00263591-N | 1480 | 553.3 | 0.1 | 644 | 102 | 128 | 11744-6000-23 | 22784386 | 731821 | N | N
Polo | Braden-Europe B.V. HEERLEN | TPMC | [ID 1912] - Línea detectora de presión de ac. inox., 12 mm - 6000 mm | [ID 1912] - SS-Pressure sensing line, 12mm - 6000mm | [ID 1999] - Perfil L60x60x6 - 1000 mm | [ID 1999] - Profile L60x60x6 - 1000 mm | 3571 | 23MBR305 | Stack+Diffusor+Diverter | 1 | PCE | Germany | [6 empty] | 2328 | S-2328-0014-A-23-3571-00263591-N | 1480 | 553.3 | 4 | 644 | 102 | 128 | 11744-6000-23 | 22784387 | 732690 | N | N
Polo | Braden-Europe B.V. HEERLEN | TPMC | [ID 750] - JUNTA DE EXPANSIÓN DE TEJIDO | [ID 750] - FABRIC EXPANSION JOINT | [ID 750] - JUNTA DE EXPANSIÓN DE TEJIDO | [ID 750] - FABRIC EXPANSION JOINT | 3571 | 23MBR305 | Stack+Diffusor+Diverter | 1 | PCE | Germany | [6 empty] | 2328 | S-2328-0015-A-23-3571-00263591-N | 1097 | 879 | 41 | 175 | 130 | 214 | 11744-6000-23 | 22784398 | 591110 | N | N
Polo | Braden-Europe B.V. HEERLEN | TPMC | [ID 750] - JUNTA DE EXPANSIÓN DE TEJIDO | [ID 750] - FABRIC EXPANSION JOINT | [ID 751] - PREINSULACIÓN | [ID 751] - PREINSULATION | 3571 | 23MBR305 | Stack+Diffusor+Diverter | 1 | PCE | Germany | [6 empty] | 2328 | S-2328-0015-A-23-3571-00263591-N | 1097 | 879 | 68 | 175 | 130 | 214 | 11744-6000-23 | 22784399 | 701939 | N | N
Polo | Braden-Europe B.V. HEERLEN | TPMC | [ID 750] - JUNTA DE EXPANSIÓN DE TEJIDO | [ID 750] - FABRIC EXPANSION JOINT | [ID 752] - La brida de soporte - CONJUNTO DE BARRA DE SUJECIÓN | [ID 752] - BACKUP FLANGE - CLAMPING BAR SET | 3571 | 23MBR305 | Stack+Diffusor+Diverter | 1 | PCE | Germany | [6 empty] | 2328 | S-2328-0015-A-23-3571-00263591-N | 1097 | 879 | 88 | 175 | 130 | 214 | 11744-6000-23 | 22784400 | 730721 | N | N
Polo | Braden-Europe B.V. HEERLEN | TPMC | [ID 750] - JUNTA DE EXPANSIÓN DE TEJIDO | [ID 750] - FABRIC EXPANSION JOINT | [ID 753] - La brida de soporte - CONJUNTO DE BARRA DE SUJECIÓN | [ID 753] - BACKUP FLANGE - CLAMPING BAR SET | 3571 | 23MBR305 | Stack+Diffusor+Diverter | 1 | PCE | Germany | [6 empty] | 2328 | S-2328-0015-A-23-3571-00263591-N | 1097 | 879 | 88 | 175 | 130 | 214 | 11744-6000-23 | 22784401 | 730721 | N | N
Polo | Braden-Europe B.V. HEERLEN | TPMC | [ID 750] - JUNTA DE EXPANSIÓN DE TEJIDO | [ID 750] - FABRIC EXPANSION JOINT | [ID 754] - PERNO M16X60 DIN 933 (400 + 10% EXTRA) | [ID 754] - BOLT M16X60 DIN 933 (400 + 10% EXTRA) | 3571 | 23MBR305 | Stack+Diffusor+Diverter | 440 | PCE | Germany | [6 empty] | 2328 | S-2328-0015-A-23-3571-00263591-N | 1097 | 879 | 52 | 175 | 130 | 214 | 11744-6000-23 | 22784402 | 731815 | N | N
Polo | Braden-Europe B.V. HEERLEN | TPMC | [ID 750] - JUNTA DE EXPANSIÓN DE TEJIDO | [ID 750] - FABRIC EXPANSION JOINT | [ID 755] - Tuerca M16 DIN 934 (400 + 10% EXTRA) | [ID 755] - NUT M16 DIN 934 (400 + 10% EXTRA) | 3571 | 23MBR305 | Stack+Diffusor+Diverter | 440 | PCE | Germany | [6 empty] | 2328 | S-2328-0015-A-23-3571-00263591-N | 1097 | 879 | 14 | 175 | 130 | 214 | 11744-6000-23 | 22784403 | 731816 | N | N
Polo | Braden-Europe B.V. HEERLEN | TPMC | [ID 750] - JUNTA DE EXPANSIÓN DE TEJIDO | [ID 750] - FABRIC EXPANSION JOINT | [ID 756] - Arandela A17 DIN125 (800 + 10% EXTRA) | [ID 756] - WASHER A17 DIN125 (800 + 10% EXTRA) | 3571 | 23MBR305 | Stack+Diffusor+Diverter | 880 | PCE | Germany | [6 empty] | 2328 | S-2328-0015-A-23-3571-00263591-N | 1097 | 879 | 10 | 175 | 130 | 214 | 11744-6000-23 | 22784404 | 731821 | N | N
Polo | Braden-Europe B.V. HEERLEN | TPMC | [ID 750] - JUNTA DE EXPANSIÓN DE TEJIDO | [ID 750] - FABRIC EXPANSION JOINT | [ID 757] - Chapa de puente 80X45X1 | [ID 757] - BRIDGE SHEET 80X45X1 | 3571 | 23MBR305 | Stack+Diffusor+Diverter | 56 | PCE | Germany | [6 empty] | 2328 | S-2328-0015-A-23-3571-00263591-N | 1097 | 879 | 1 | 175 | 130 | 214 | 11744-6000-23 | 22784405 | 732690 | N | N
Polo | Braden-Europe B.V. HEERLEN | TPMC | [ID 750] - JUNTA DE EXPANSIÓN DE TEJIDO | [ID 750] - FABRIC EXPANSION JOINT | [ID 758] - Material de cerrar | [ID 758] - CLOSING MATERIAL | 3571 | 23MBR305 | Stack+Diffusor+Diverter | 1 | PCE | Germany | [6 empty] | 2328 | S-2328-0015-A-23-3571-00263591-N | 1097 | 879 | 1 | 175 | 130 | 214 | 11744-6000-23 | 22784406 | 732690 | N | N
Polo | Braden-Europe B.V. HEERLEN | TPMC | [ID 750] - JUNTA DE EXPANSIÓN DE TEJIDO | [ID 750] - FABRIC EXPANSION JOINT | [ID 759] - Punzón para agujerar acero partes | [ID 759] - HOLE PUNCHER FOR STEEL PARTS | 3571 | 23MBR305 | Stack+Diffusor+Diverter | 1 | PCE | Germany | [6 empty] | 2328 | S-2328-0015-A-23-3571-00263591-N | 1097 | 879 | 1 | 175 | 130 | 214 | 11744-6000-23 | 22784407 | 820730 | N | N
Polo | Braden-Europe B.V. HEERLEN | TPMC | [ID 750] - JUNTA DE EXPANSIÓN DE TEJIDO | [ID 750] - FABRIC EXPANSION JOINT | [ID 760] - Aparato de soldar | [ID 760] - WELDING MACHINE | 3571 | 23MBR305 | Stack+Diffusor+Diverter | 1 | PCE | Germany | [6 empty] | 2328 | S-2328-0015-A-23-3571-00263591-N | 1097 | 879 | 2 | 175 | 130 | 214 | 11744-6000-23 | 22784408 | 851580 | N | N
Polo | Braden-Europe B.V. HEERLEN | TPMC | [ID 750] - JUNTA DE EXPANSIÓN DE TEJIDO | [ID 750] - FABRIC EXPANSION JOINT | [ID 761] - Rutina para soldar todo recto | [ID 761] - GUIDING SLITS FOR STREIGHT WELDING | 3571 | 23MBR305 | Stack+Diffusor+Diverter | 1 | PCE | Germany | [6 empty] | 2328 | S-2328-0015-A-23-3571-00263591-N | 1097 | 879 | 2 | 175 | 130 | 214 | 11744-6000-23 | 22784409 | 732690 | N | N
Polo | Braden-Europe B.V. HEERLEN | TPMC | [ID 750] - JUNTA DE EXPANSIÓN DE TEJIDO | [ID 750] - FABRIC EXPANSION JOINT | [ID 763] - JUNTA DE EXPANSIÓN DE TEJIDO | [ID 763] - FABRIC EXPANSION JOINT | 3571 | 23MBR305 | Stack+Diffusor+Diverter | 1 | PCE | Germany | [6 empty] | 2328 | S-2328-0015-A-23-3571-00263591-N | 1097 | 879 | 64 | 175 | 130 | 214 | 11744-6000-23 | 22784410 | 591110 | N | N
Polo | Braden-Europe B.V. HEERLEN | TPMC | [ID 750] - JUNTA DE EXPANSIÓN DE TEJIDO | [ID 750] - FABRIC EXPANSION JOINT | [ID 764] - PREINSULACIÓN | [ID 764] - PREINSULATION | 3571 | 23MBR305 | Stack+Diffusor+Diverter | 1 | PCE | Germany | [6 empty] | 2328 | S-2328-0015-A-23-3571-00263591-N | 1097 | 879 | 113 | 175 | 130 | 214 | 11744-6000-23 | 22784411 | 701939 | N | N
Polo | Braden-Europe B.V. HEERLEN | TPMC | [ID 750] - JUNTA DE EXPANSIÓN DE TEJIDO | [ID 750] - FABRIC EXPANSION JOINT | [ID 765] - La brida de soporte - CONJUNTO DE BARRA DE SUJECIÓN | [ID 765] - BACKUP FLANGE - CLAMPING BAR SET | 3571 | 23MBR305 | Stack+Diffusor+Diverter | 1 | PCE | Germany | [6 empty] | 2328 | S-2328-0015-A-23-3571-00263591-N | 1097 | 879 | 111 | 175 | 130 | 214 | 11744-6000-23 | 22784412 | 730721 | N | N
Polo | Braden-Europe B.V. HEERLEN | TPMC | [ID 750] - JUNTA DE EXPANSIÓN DE TEJIDO | [ID 750] - FABRIC EXPANSION JOINT | [ID 766] - La brida de soporte - CONJUNTO DE BARRA DE SUJECIÓN | [ID 766] - BACKUP FLANGE - CLAMPING BAR SET | 3571 | 23MBR305 | Stack+Diffusor+Diverter | 1 | PCE | Germany | [6 empty] | 2328 | S-2328-0015-A-23-3571-00263591-N | 1097 | 879 | 111 | 175 | 130 | 214 | 11744-6000-23 | 22784413 | 730721 | N | N
Polo | Braden-Europe B.V. HEERLEN | TPMC | [ID 750] - JUNTA DE EXPANSIÓN DE TEJIDO | [ID 750] - FABRIC EXPANSION JOINT | [ID 767] - PERNO M16X60 DIN 933 (584 + 10% EXTRA) | [ID 767] - BOLT M16X60 DIN 933 (584 + 10% EXTRA) | 3571 | 23MBR305 | Stack+Diffusor+Diverter | 645 | PCE | Germany | [6 empty] | 2328 | S-2328-0015-A-23-3571-00263591-N | 1097 | 879 | 75 | 175 | 130 | 214 | 11744-6000-23 | 22784414 | 731815 | N | N
Polo | Braden-Europe B.V. HEERLEN | TPMC | [ID 750] - JUNTA DE EXPANSIÓN DE TEJIDO | [ID 750] - FABRIC EXPANSION JOINT | [ID 768] - Tuerca M16 DIN 934 (584 + 10% EXTRA) | [ID 768] - NUT M16 DIN 934 (584 + 10% EXTRA) | 3571 | 23MBR305 | Stack+Diffusor+Diverter | 645 | PCE | Germany | [6 empty] | 2328 | S-2328-0015-A-23-3571-00263591-N | 1097 | 879 | 21 | 175 | 130 | 214 | 11744-6000-23 | 22784415 | 731816 | N | N
Polo | Braden-Europe B.V. HEERLEN | TPMC | [ID 750] - JUNTA DE EXPANSIÓN DE TEJIDO | [ID 750] - FABRIC EXPANSION JOINT | [ID 769] - Arandela A17 DIN125 (1168 + 10% EXTRA) | [ID 769] - WASHER A17 DIN125 (1168 + 10% EXTRA) | 3571 | 23MBR305 | Stack+Diffusor+Diverter | 1290 | PCE | Germany | [6 empty] | 2328 | S-2328-0015-A-23-3571-00263591-N | 1097 | 879 | 14 | 175 | 130 | 214 | 11744-6000-23 | 22784416 | 731821 | N | N
Polo | Braden-Europe B.V. HEERLEN | TPMC | [ID 750] - JUNTA DE EXPANSIÓN DE TEJIDO | [ID 750] - FABRIC EXPANSION JOINT | [ID 770] - Chapa de puente 85X45X1 | [ID 770] - BRIDGE SHEET 85X45X1 | 3571 | 23MBR305 | Stack+Diffusor+Diverter | 28 | PCE | Germany | [6 empty] | 2328 | S-2328-0015-A-23-3571-00263591-N | 1097 | 879 | 1 | 175 | 130 | 214 | 11744-6000-23 | 22784417 | 732690 | N | N
Polo | Braden-Europe B.V. HEERLEN | TPMC | [ID 750] - JUNTA DE EXPANSIÓN DE TEJIDO | [ID 750] - FABRIC EXPANSION JOINT | [ID 771] - Material de cerrar | [ID 771] - CLOSING MATERIAL | 3571 | 23MBR305 | Stack+Diffusor+Diverter | 1 | PCE | Germany | [6 empty] | 2328 | S-2328-0015-A-23-3571-00263591-N | 1097 | 879 | 1 | 175 | 130 | 214 | 11744-6000-23 | 22784418 | 732690 | N | N
Polo | Braden-Europe B.V. HEERLEN | TPMC | [ID 3000] - HPU | [ID 3000] - HPU | [ID 3000] - HPU | [ID 3000] - HPU | 3571 | 23MBR305 | Stack+Diffusor+Diverter | 1 | PCE | Germany | [6 empty] | 2328 | S-2328-0016-A-23-3571-00263591-N | 3400 | 2400 | 2400 | 301 | 205 | 273 | 11744-6000-23 | 22784419 | 903281 | N | N
Polo | Braden-Europe B.V. HEERLEN | TPMC | [ID 3001] - Techo HPU | [ID 3001] - HPU Roof | [ID 3001] - Techo HPU | [ID 3001] - HPU Roof | 3571 | 23MBR305 | Stack+Diffusor+Diverter | 1 | PCE | Germany | [6 empty] | 2328 | S-2328-0017-A-23-3571-00263591-N | 580 | 514.8 | 60.98 | 195 | 164 | 114 | 11744-6000-23 | 22784420 | 903281 | N | N
Polo | Braden-Europe B.V. HEERLEN | TPMC | [ID 3001] - Techo HPU | [ID 3001] - HPU Roof | [ID 3002] - Manguera flexible (DN20/2000) | [ID 3002] - Flexible hose (DN20/2000) | 3571 | 23MBR305 | Stack+Diffusor+Diverter | 4 | PCE | Germany | [6 empty] | 2328 | S-2328-0017-A-23-3571-00263591-N | 580 | 514.8 | 20 | 195 | 164 | 114 | 11744-6000-23 | 22784421 | 400942 | N | N
Polo | Braden-Europe B.V. HEERLEN | TPMC | [ID 3001] - Techo HPU | [ID 3001] - HPU Roof | [ID 3003] - Manguera flexible (DN20x1500) | [ID 3003] - Flexible hose (DN20x1500) | 3571 | 23MBR305 | Stack+Diffusor+Diverter | 8 | PCE | Germany | [6 empty] | 2328 | S-2328-0017-A-23-3571-00263591-N | 580 | 514.8 | 30 | 195 | 164 | 114 | 11744-6000-23 | 22784422 | 400942 | N | N
Polo | Braden-Europe B.V. HEERLEN | TPMC | [ID 3001] - Techo HPU | [ID 3001] - HPU Roof | [ID 3004] - Tuerca E02 Viton/Tubo Ø25 | [ID 3004] - Nut E02 Viton / Pipe Ø25 | 3571 | 23MBR305 | Stack+Diffusor+Diverter | 90 | PCE | Germany | [6 empty] | 2328 | S-2328-0017-A-23-3571-00263591-N | 580 | 514.8 | 20.3 | 195 | 164 | 114 | 11744-6000-23 | 22784423 | 731816 | N | N
Polo | Braden-Europe B.V. HEERLEN | TPMC | [ID 3001] - Techo HPU | [ID 3001] - HPU Roof | [ID 3005] - T ecual./Tubo Ø25 | [ID 3005] - Equal tees / Pipe Ø25 | 3571 | 23MBR305 | Stack+Diffusor+Diverter | 5 | PCE | Germany | [6 empty] | 2328 | S-2328-0017-A-23-3571-00263591-N | 580 | 514.8 | 2.5 | 195 | 164 | 114 | 11744-6000-23 | 22784424 | 730490 | N | N
Polo | Braden-Europe B.V. HEERLEN | TPMC | [ID 3001] - Techo HPU | [ID 3001] - HPU Roof | [ID 3006] - Codo ecual./Tubo Ø25 | [ID 3006] - Equal elbow / Pipe Ø25 | 3571 | 23MBR305 | Stack+Diffusor+Diverter | 25 | PCE | Germany | [6 empty] | 2328 | S-2328-0017-A-23-3571-00263591-N | 580 | 514.8 | 9.7 | 195 | 164 | 114 | 11744-6000-23 | 22784425 | 730723 | N | N
Polo | Braden-Europe B.V. HEERLEN | TPMC | [ID 3001] - Techo HPU | [ID 3001] - HPU Roof | [ID 3007] -Niple de doble extremo/Tubo Ø25 | [ID 3007] - Double ended nipple / Pipe Ø25 | 3571 | 23MBR305 | Stack+Diffusor+Diverter | 9 | PCE | Germany | [6 empty] | 2328 | S-2328-0017-A-23-3571-00263591-N | 580 | 514.8 | 2.3 | 195 | 164 | 114 | 11744-6000-23 | 22784426 | 730799 | N | N
Polo | Braden-Europe B.V. HEERLEN | TPMC | [ID 3001] - Techo HPU | [ID 3001] - HPU Roof | [ID 3008] - Tubo/Ø25 2,5 (19 pz. a 6,00 m = 114 m) | [ID 3008] - Pipe / Ø25 2,5 (19 pc. a 6,00 m = 114m) | 3571 | 23MBR305 | Stack+Diffusor+Diverter | 19 | PCE | Germany | [6 empty] | 2328 | S-2328-0017-A-23-3571-00263591-N | 580 | 514.8 | 209 | 195 | 164 | 114 | 11744-6000-23 | 22784427 | 730490 | N | N
Polo | Braden-Europe B.V. HEERLEN | TPMC | [ID 3001] - Techo HPU | [ID 3001] - HPU Roof | [ID 3009] - Abrazadera/Tubo Ø25 | [ID 3009] - Clamp / Pipe Ø25 | 3571 | 23MBR305 | Stack+Diffusor+Diverter | 80 | PCE | Germany | [6 empty] | 2328 | S-2328-0017-A-23-3571-00263591-N | 580 | 514.8 | 5.5 | 195 | 164 | 114 | 11744-6000-23 | 22784428 | 732690 | N | N
Polo | Braden-Europe B.V. HEERLEN | TPMC | [ID 3001] - Techo HPU | [ID 3001] - HPU Roof | [ID 3010] - Tornillo DIN 912/M6 x 40 | [ID 3010] - Screw DIN 912 / M6 x 40 | 3571 | 23MBR305 | Stack+Diffusor+Diverter | 160 | PCE | Germany | [6 empty] | 2328 | S-2328-0017-A-23-3571-00263591-N | 580 | 514.8 | 1.6 | 195 | 164 | 114 | 11744-6000-23 | 22784429 | 731815 | N | N
Polo | Braden-Europe B.V. HEERLEN | TPMC | [ID 3001] - Techo HPU | [ID 3001] - HPU Roof | [ID 3011] -Tuerca/5019/M6 | [ID 3011] - Nut / 5019/M6 | 3571 | 23MBR305 | Stack+Diffusor+Diverter | 160 | PCE | Germany | [6 empty] | 2328 | S-2328-0017-A-23-3571-00263591-N | 580 | 514.8 | 2 | 195 | 164 | 114 | 11744-6000-23 | 22784430 | 731816 | N | N
Polo | Braden-Europe B.V. HEERLEN | TPMC | [ID 3001] - Techo HPU | [ID 3001] - HPU Roof | [ID 3012] -Riel de montaje de perfil en C/HRL TS 28x4 (10 pz. a 2 m = 20 m) | [ID 3012] - C - Profile mounting rail / HRL TS 28x4 (10 pc. a 2 m = 20m) | 3571 | 23MBR305 | Stack+Diffusor+Diverter | 10 | PCE | Germany | [6 empty] | 2328 | S-2328-0017-A-23-3571-00263591-N | 580 | 514.8 | 19 | 195 | 164 | 114 | 11744-6000-23 | 22784431 | 721661 | N | N
Polo | Braden-Europe B.V. HEERLEN | TPMC | [ID 3001] - Techo HPU | [ID 3001] - HPU Roof | [ID 3013] -Pompa de barril para 2 unidades (15 I/min) | [ID 3013] - Barrel pump for 2 units (15 I/min) | 3571 | 23MBR305 | Stack+Diffusor+Diverter | 1 | PCE | Germany | [6 empty] | 2328 | S-2328-0017-A-23-3571-00263591-N | 580 | 514.8 | 16 | 195 | 164 | 114 | 11744-6000-23 | 22784432 | 841391 | N | N
Polo | Braden-Europe B.V. HEERLEN | TPMC | [ID 3001] - Techo HPU | [ID 3001] - HPU Roof | [ID 3014] - Dispositivo de prueba de acumulador (VGU-250-7-TS-3 + adaptador 40n) | [ID 3014] - Accumulator test deivce (VGU-250-7-TS-3 + Adapter 40n) | 3571 | 23MBR305 | Stack+Diffusor+Diverter | 1 | PCE | Germany | [6 empty] | 2328 | S-2328-0017-A-23-3571-00263591-N | 580 | 514.8 | 2 | 195 | 164 | 114 | 11744-6000-23 | 22784433 | 853890 | N | N
Polo | Braden-Europe B.V. HEERLEN | TPMC | [ID 3001] - Techo HPU | [ID 3001] - HPU Roof | [ID 3015] -Conj. accesorios para enjuague para 2 unidades; comprende: | [ID 3015] - set accessoire for flushing for 2 units consists of: | 3571 | 23MBR305 | Stack+Diffusor+Diverter | 1 | PCE | Germany | [6 empty] | 2328 | S-2328-0017-A-23-3571-00263591-N | 580 | 514.8 | 66 | 195 | 164 | 114 | 11744-6000-23 | 22784434 | 847989 | N | N
Polo | Braden-Europe B.V. HEERLEN | TPMC | [ID 3001] - Techo HPU | [ID 3001] - HPU Roof | [ID 3016] -Manguera flexible (DN20x2000) | [ID 3016] - Flexible hose (DN20x2000) | 3571 | 23MBR305 | Stack+Diffusor+Diverter | 1 | PCE | Germany | [6 empty] | 2328 | S-2328-0017-A-23-3571-00263591-N | 580 | 514.8 | 6 | 195 | 164 | 114 | 11744-6000-23 | 22784435 | 400942 | N | N
Polo | Braden-Europe B.V. HEERLEN | TPMC | [ID 3001] - Techo HPU | [ID 3001] - HPU Roof | [ID 3017] - Elemento de filtro (Pi3130 Smx10) | [ID 3017] - Filter element (Pi3130 Smx10) | 3571 | 23MBR305 | Stack+Diffusor+Diverter | 4 | PCE | Germany | [6 empty] | 2328 | S-2328-0017-A-23-3571-00263591-N | 580 | 514.8 | 27.5 | 195 | 164 | 114 | 11744-6000-23 | 22784436 | 842129 | N | N
Polo | Braden-Europe B.V. HEERLEN | TPMC | [ID 3001] - Techo HPU | [ID 3001] - HPU Roof | [ID 3018] - Elemento de filtro sin desvío (320229) | [ID 3018] - Filter elelemt without bypass (320229) | 3571 | 23MBR305 | Stack+Diffusor+Diverter | 4 | PCE | Germany | [6 empty] | 2328 | S-2328-0017-A-23-3571-00263591-N | 580 | 514.8 | 13.5 | 195 | 164 | 114 | 11744-6000-23 | 22784437 | 842129 | N | N
Polo | Braden-Europe B.V. HEERLEN | TPMC | [ID 3001] - Techo HPU | [ID 3001] - HPU Roof | [ID 3019] -Niple de doble extremo (tubo Ø25) | [ID 3019] - Double ended nipple (Pipe Ø25) | 3571 | 23MBR305 | Stack+Diffusor+Diverter | 2 | PCE | Germany | [6 empty] | 2328 | S-2328-0017-A-23-3571-00263591-N | 580 | 514.8 | 0.01 | 195 | 164 | 114 | 11744-6000-23 | 22784438 | 730799 | N | N
Polo | Braden-Europe B.V. HEERLEN | TPMC | [ID 3001] - Techo HPU | [ID 3001] - HPU Roof | [ID 3020] - Tapón de tubo (tubo Ø25) | [ID 3020] - Pipe plug (pipe Ø25) | 3571 | 23MBR305 | Stack+Diffusor+Diverter | 8 | PCE | Germany | [6 empty] | 2328 | S-2328-0017-A-23-3571-00263591-N | 580 | 514.8 | 0.01 | 195 | 164 | 114 | 11744-6000-23 | 22784439 | 732690 | N | N
Polo | Braden-Europe B.V. HEERLEN | TPMC | [ID 3001] - Techo HPU | [ID 3001] - HPU Roof | [ID 3021] - Válvula de bola (DN32) | [ID 3021] - Ball valve (DN32) | 3571 | 23MBR305 | Stack+Diffusor+Diverter | 1 | PCE | Germany | [6 empty] | 2328 | S-2328-0017-A-23-3571-00263591-N | 580 | 514.8 | 0.2 | 195 | 164 | 114 | 11744-6000-23 | 22784440 | 848180 | N | N
Polo | Braden-Europe B.V. HEERLEN | TPMC | [ID 3001] - Techo HPU | [ID 3001] - HPU Roof | [ID 3022] -Conj. accesorios para enjuague para 2 unidades; comprende: | [ID 3022] - set accessoire for installation for 2 units consists of: | 3571 | 23MBR305 | Stack+Diffusor+Diverter | 1 | PCE | Germany | [6 empty] | 2328 | S-2328-0017-A-23-3571-00263591-N | 580 | 514.8 | 0.1 | 195 | 164 | 114 | 11744-6000-23 | 22784441 | 701939 | N | N
Polo | Braden-Europe B.V. HEERLEN | TPMC | [ID 3001] - Techo HPU | [ID 3001] - HPU Roof | [ID 3023] - Herramienta de preensamble EO2 (VOMO 25SX) | [ID 3023] - EO2-pre assembly tool (VOMO 25SX) | 3571 | 23MBR305 | Stack+Diffusor+Diverter | 1 | PCE | Germany | [6 empty] | 2328 | S-2328-0017-A-23-3571-00263591-N | 580 | 514.8 | 0.4 | 195 | 164 | 114 | 11744-6000-23 | 22784442 | 732690 | N | N
Polo | Braden-Europe B.V. HEERLEN | TPMC | [ID 3001] - Techo HPU | [ID 3001] - HPU Roof | [ID 3024] - Desbarbado de tubos para exterior e interior (REG10-42 113810) | [ID 3024] - Pipe deburring for out- and inside (REG10-42 113810) | 3571 | 23MBR305 | Stack+Diffusor+Diverter | 1 | PCE | Germany | [6 empty] | 2328 | S-2328-0017-A-23-3571-00263591-N | 580 | 514.8 | 0.2 | 195 | 164 | 114 | 11744-6000-23 | 22784443 | 732690 | N | N
Polo | Braden-Europe B.V. HEERLEN | TPMC | [ID 147] - Venditador Piller Connexion expansivo Abrazadera DN350 | [ID 147] - Fan Piller Expansion Joint Clamp-ring DN350 | [ID 147] - Venditador Piller Connexion expansivo Abrazadera DN350 | [ID 147] - Fan Piller Expansion Joint Clamp-ring DN350 | 3571 | 23MBR305 | Stack+Diffusor+Diverter | 4 | PCE | Germany | [6 empty] | 2328 | S-2328-0018-A-23-3571-00263591-N | 3540 | 3002.57 | 3.34 | 284 | 202 | 229 | 11744-6000-23 | 22784090 | 732690 | N | N
Polo | Braden-Europe B.V. HEERLEN | TPMC | [ID 147] - Venditador Piller Connexion expansivo Abrazadera DN350 | [ID 147] - Fan Piller Expansion Joint Clamp-ring DN350 | [ID 151] - Connexion expansivo DN 356 | [ID 151] - EXPANSION JOINT DN 356 | 3571 | 23MBR305 | Stack+Diffusor+Diverter | 2 | PCE | Germany | [6 empty] | 2328 | S-2328-0018-A-23-3571-00263591-N | 3540 | 3002.57 | 1.15 | 284 | 202 | 229 | 11744-6000-23 | 22784091 | 701990 | N | N
Polo | Braden-Europe B.V. HEERLEN | TPMC | [ID 147] - Venditador Piller Connexion expansivo Abrazadera DN350 | [ID 147] - Fan Piller Expansion Joint Clamp-ring DN350 | [ID 553] - Ventitador 52572 M 80355 GR360/45 | [ID 553] - Seal Air Fan 52572 M 80355 GR360/45 | 3571 | 23MBR305 | Stack+Diffusor+Diverter | 2 | PCE | Germany | [6 empty] | 2328 | S-2328-0018-A-23-3571-00263591-N | 3540 | 3002.57 | 2880 | 284 | 202 | 229 | 11744-6000-23 | 22784092 | 841451 | N | N
Polo | Braden-Europe B.V. HEERLEN | TPMC | [ID 147] - Venditador Piller Connexion expansivo Abrazadera DN350 | [ID 147] - Fan Piller Expansion Joint Clamp-ring DN350 | [ID 554] - Espiga B12/40 M8x90 8.8 gal ZN | [ID 554] - Dowel B12/40 M8x90 8.8 gal ZN | 3571 | 23MBR305 | Stack+Diffusor+Diverter | 24 | PCE | Germany | [6 empty] | 2328 | S-2328-0018-A-23-3571-00263591-N | 3540 | 3002.57 | 34 | 284 | 202 | 229 | 11744-6000-23 | 22784093 | 731819 | N | N
Polo | Braden-Europe B.V. HEERLEN | TPMC | [ID 147] - Venditador Piller Connexion expansivo Abrazadera DN350 | [ID 147] - Fan Piller Expansion Joint Clamp-ring DN350 | [ID 555] - Columna Construciòn para Guardar Sello de aire | [ID 555] - Support for Seal Air Switch Box | 3571 | 23MBR305 | Stack+Diffusor+Diverter | 2 | PCE | Germany | [6 empty] | 2328 | S-2328-0018-A-23-3571-00263591-N | 3540 | 3002.57 | 80 | 284 | 202 | 229 | 11744-6000-23 | 22784094 | 730890 | N | N
Polo | Braden-Europe B.V. HEERLEN | TPMC | [ID 147] - Venditador Piller Connexion expansivo Abrazadera DN350 | [ID 147] - Fan Piller Expansion Joint Clamp-ring DN350 | [ID 556] - Tornillo hexagonal M12x50 A4 | [ID 556] - Hexagon screw M12x50 A4 | 3571 | 23MBR305 | Stack+Diffusor+Diverter | 8 | PCE | Germany | [6 empty] | 2328 | S-2328-0018-A-23-3571-00263591-N | 3540 | 3002.57 | 0.4 | 284 | 202 | 229 | 11744-6000-23 | 22784095 | 731815 | N | N
Polo | Braden-Europe B.V. HEERLEN | TPMC | [ID 147] - Venditador Piller Connexion expansivo Abrazadera DN350 | [ID 147] - Fan Piller Expansion Joint Clamp-ring DN350 | [ID 557] - Tuerca hexagonal M12 A4 | [ID 557] - Hexagon nut M12 A4 | 3571 | 23MBR305 | Stack+Diffusor+Diverter | 8 | PCE | Germany | [6 empty] | 2328 | S-2328-0018-A-23-3571-00263591-N | 3540 | 3002.57 | 0.16 | 284 | 202 | 229 | 11744-6000-23 | 22784096 | 731816 | N | N
Polo | Braden-Europe B.V. HEERLEN | TPMC | [ID 147] - Venditador Piller Connexion expansivo Abrazadera DN350 | [ID 147] - Fan Piller Expansion Joint Clamp-ring DN350 | [ID 558] - El plato A13 A4 | [ID 558] - Disc A13 A4 | 3571 | 23MBR305 | Stack+Diffusor+Diverter | 8 | PCE | Germany | [6 empty] | 2328 | S-2328-0018-A-23-3571-00263591-N | 3540 | 3002.57 | 0.01 | 284 | 202 | 229 | 11744-6000-23 | 22784097 | 731821 | N | N
Polo | Braden-Europe B.V. HEERLEN | TPMC | [ID 147] - Venditador Piller Connexion expansivo Abrazadera DN350 | [ID 147] - Fan Piller Expansion Joint Clamp-ring DN350 | [ID 559] - Instrucciones de operacion | [ID 559] - Operating Instruction | 3571 | 23MBR305 | Stack+Diffusor+Diverter | 4 | PCE | Germany | [6 empty] | 2328 | S-2328-0018-A-23-3571-00263591-N | 3540 | 3002.57 | 0.01 | 284 | 202 | 229 | 11744-6000-23 | 22784098 | 490600 | N | N
Polo | Braden-Europe B.V. HEERLEN | TPMC | [ID 147] - Venditador Piller Connexion expansivo Abrazadera DN350 | [ID 147] - Fan Piller Expansion Joint Clamp-ring DN350 | [ID 560] - De sellado D=440/362x2 Lk=405 8xD=11,5 | [ID 560] - Sealing D=440/362x2 Lk=405 8xD=11,5 | 3571 | 23MBR305 | Stack+Diffusor+Diverter | 8 | PCE | Germany | [6 empty] | 2328 | S-2328-0018-A-23-3571-00263591-N | 3540 | 3002.57 | 0.5 | 284 | 202 | 229 | 11744-6000-23 | 22784099 | 730890 | N | N
Polo | Braden-Europe B.V. HEERLEN | TPMC | [ID 147] - Venditador Piller Connexion expansivo Abrazadera DN350 | [ID 147] - Fan Piller Expansion Joint Clamp-ring DN350 | [ID 561] - Articulación flexible LW 356x150lg Typ I | [ID 561] - Flexible Joint LW 356x150lg Typ I | 3571 | 23MBR305 | Stack+Diffusor+Diverter | 4 | PCE | Germany | [6 empty] | 2328 | S-2328-0018-A-23-3571-00263591-N | 3540 | 3002.57 | 1 | 284 | 202 | 229 | 11744-6000-23 | 22784100 | 701990 | N | N
Polo | Braden-Europe B.V. HEERLEN | TPMC | [ID 147] - Venditador Piller Connexion expansivo Abrazadera DN350 | [ID 147] - Fan Piller Expansion Joint Clamp-ring DN350 | [ID 562] - Acero de la Tira Abrazandera Maxi 16, 335-370 mm | [ID 562] - Strip Steel Clamp Maxi 16, 335-370 mm | 3571 | 23MBR305 | Stack+Diffusor+Diverter | 8 | PCE | Germany | [6 empty] | 2328 | S-2328-0018-A-23-3571-00263591-N | 3540 | 3002.57 | 2 | 284 | 202 | 229 | 11744-6000-23 | 22784101 | 732690 | N | N
Polo | FAIST Anlagenbau GmbH Krumbach | TPMC | Estructura de soporte Pos.70-01 | Supporting structure Pos.70-01 | Apoyo 70-01-01 | supporting | 3551 | 23MBL304 | AIR INTAKE SYSTEM | 1 | PCE | China P.R. |  | 23MBL |  |  |  |  | 2329 | S-2329-0001-A-23-3551-00234961-N | 12630 | 11100.3 | 2132.9 | 1186 | 220 | 238 | 5000165 Unit_2 steel parts China | 22658259 | 842139 | N | N
Polo | FAIST Anlagenbau GmbH Krumbach | TPMC | Estructura de soporte Pos.70-01 | Supporting structure Pos.70-01 | Apoyo 70-01-02 | supporting | 3551 | 23MBL304 | AIR INTAKE SYSTEM | 1 | PCE | China P.R. |  | 23MBL |  |  |  |  | 2329 | S-2329-0001-A-23-3551-00234961-N | 12630 | 11100.3 | 963.3 | 1186 | 220 | 238 | 5000165 Unit_2 steel parts China | 22658260 | 842139 | N | N
Polo | FAIST Anlagenbau GmbH Krumbach | TPMC | Estructura de soporte Pos.70-01 | Supporting structure Pos.70-01 | Apoyo 70-01-05 | supporting | 3551 | 23MBL304 | AIR INTAKE SYSTEM | 1 | PCE | China P.R. |  | 23MBL |  |  |  |  | 2329 | S-2329-0001-A-23-3551-00234961-N | 12630 | 11100.3 | 1976.4 | 1186 | 220 | 238 | 5000165 Unit_2 steel parts China | 22658261 | 842139 | N | N
Polo | FAIST Anlagenbau GmbH Krumbach | TPMC | Estructura de soporte Pos.70-01 | Supporting structure Pos.70-01 | Apoyo 70-01-08 | supporting | 3551 | 23MBL304 | AIR INTAKE SYSTEM | 1 | PCE | China P.R. |  | 23MBL |  |  |  |  | 2329 | S-2329-0001-A-23-3551-00234961-N | 12630 | 11100.3 | 2600.3 | 1186 | 220 | 238 | 5000165 Unit_2 steel parts China | 22658262 | 842139 | N | N
Polo | FAIST Anlagenbau GmbH Krumbach | TPMC | Estructura de soporte Pos.70-01 | Supporting structure Pos.70-01 | Apoyo 70-01-11 | supporting | 3551 | 23MBL304 | AIR INTAKE SYSTEM | 1 | PCE | China P.R. |  | 23MBL |  |  |  |  | 2329 | S-2329-0001-A-23-3551-00234961-N | 12630 | 11100.3 | 1958 | 1186 | 220 | 238 | 5000165 Unit_2 steel parts China | 22658263 | 842139 | N | N
Polo | FAIST Anlagenbau GmbH Krumbach | TPMC | Estructura de soporte Pos.70-01 | Supporting structure Pos.70-01 | Apoyo 70-01-16 | supporting | 3551 | 23MBL304 | AIR INTAKE SYSTEM | 2 | PCE | China P.R. |  | 23MBL |  |  |  |  | 2329 | S-2329-0001-A-23-3551-00234961-N | 12630 | 11100.3 | 226.6 | 1186 | 220 | 238 | 5000165 Unit_2 steel parts China | 22658264 | 842139 | N | N
Polo | FAIST Anlagenbau GmbH Krumbach | TPMC | Estructura de soporte Pos.70-01 | Supporting structure Pos.70-01 | Apoyo 70-01-17 | supporting | 3551 | 23MBL304 | AIR INTAKE SYSTEM | 1 | PCE | China P.R. |  | 23MBL |  |  |  |  | 2329 | S-2329-0001-A-23-3551-00234961-N | 12630 | 11100.3 | 115.7 | 1186 | 220 | 238 | 5000165 Unit_2 steel parts China | 22658265 | 842139 | N | N
Polo | FAIST Anlagenbau GmbH Krumbach | TPMC | Estructura de soporte Pos.70-01 | Supporting structure Pos.70-01 | Apoyo 70-01-18 | supporting | 3551 | 23MBL304 | AIR INTAKE SYSTEM | 1 | PCE | China P.R. |  | 23MBL |  |  |  |  | 2329 | S-2329-0001-A-23-3551-00234961-N | 12630 | 11100.3 | 108.1 | 1186 | 220 | 238 | 5000165 Unit_2 steel parts China | 22658266 | 842139 | N | N
Polo | FAIST Anlagenbau GmbH Krumbach | TPMC | Estructura de soporte Pos.70-01 | Supporting structure Pos.70-01 | Apoyo 70-01-19 | supporting | 3551 | 23MBL304 | AIR INTAKE SYSTEM | 1 | PCE | China P.R. |  | 23MBL |  |  |  |  | 2329 | S-2329-0001-A-23-3551-00234961-N | 12630 | 11100.3 | 109.9 | 1186 | 220 | 238 | 5000165 Unit_2 steel parts China | 22658267 | 842139 | N | N
Polo | FAIST Anlagenbau GmbH Krumbach | TPMC | Estructura de soporte Pos.70-01 | Supporting structure Pos.70-01 | Apoyo 70-01-20 | supporting | 3551 | 23MBL304 | AIR INTAKE SYSTEM | 2 | PCE | China P.R. |  | 23MBL |  |  |  |  | 2329 | S-2329-0001-A-23-3551-00234961-N | 12630 | 11100.3 | 188 | 1186 | 220 | 238 | 5000165 Unit_2 steel parts China | 22658268 | 842139 | N | N
Polo | FAIST Anlagenbau GmbH Krumbach | TPMC | Estructura de soporte Pos.70-01 | Supporting structure Pos.70-01 | Apoyo 70-01-21 | supporting | 3551 | 23MBL304 | AIR INTAKE SYSTEM | 2 | PCE | China P.R. |  | 23MBL |  |  |  |  | 2329 | S-2329-0001-A-23-3551-00234961-N | 12630 | 11100.3 | 185 | 1186 | 220 | 238 | 5000165 Unit_2 steel parts China | 22658269 | 842139 | N | N
Polo | FAIST Anlagenbau GmbH Krumbach | TPMC | Estructura de soporte Pos.70-01 | Supporting structure Pos.70-01 | Apoyo 70-01-22 | supporting | 3551 | 23MBL304 | AIR INTAKE SYSTEM | 1 | PCE | China P.R. |  | 23MBL |  |  |  |  | 2329 | S-2329-0001-A-23-3551-00234961-N | 12630 | 11100.3 | 86 | 1186 | 220 | 238 | 5000165 Unit_2 steel parts China | 22658270 | 842139 | N | N
Polo | FAIST Anlagenbau GmbH Krumbach | TPMC | Estructura de soporte Pos.70-01 | Supporting structure Pos.70-01 | Apoyo 70-01-23 | supporting | 3551 | 23MBL304 | AIR INTAKE SYSTEM | 2 | PCE | China P.R. |  | 23MBL |  |  |  |  | 2329 | S-2329-0001-A-23-3551-00234961-N | 12630 | 11100.3 | 123.8 | 1186 | 220 | 238 | 5000165 Unit_2 steel parts China | 22658271 | 842139 | N | N
Polo | FAIST Anlagenbau GmbH Krumbach | TPMC | Estructura de soporte Pos.70-01 | Supporting structure Pos.70-01 | Placa base 70-01-70 | base plate | 3551 | 23MBL304 | AIR INTAKE SYSTEM | 6 | PCE | China P.R. |  | 23MBL |  |  |  |  | 2329 | S-2329-0001-A-23-3551-00234961-N | 12630 | 11100.3 | 193.2 | 1186 | 220 | 238 | 5000165 Unit_2 steel parts China | 22658272 | 842139 | N | N
Polo | FAIST Anlagenbau GmbH Krumbach | TPMC | Estructura de soporte Pos.70-01 | Supporting structure Pos.70-01 | Cuñas 70-01-61 | Shims | 3551 | 23MBL304 | AIR INTAKE SYSTEM | 6 | PCE | China P.R. |  | 23MBL |  |  |  |  | 2329 | S-2329-0001-A-23-3551-00234961-N | 12630 | 11100.3 | 48 | 1186 | 220 | 238 | 5000165 Unit_2 steel parts China | 22658273 | 842139 | N | N
Polo | FAIST Anlagenbau GmbH Krumbach | TPMC | Estructura de soporte Pos.70-01 | Supporting structure Pos.70-01 | Cuñas 70-01-62 | Shims | 3551 | 23MBL304 | AIR INTAKE SYSTEM | 6 | PCE | China P.R. |  | 23MBL |  |  |  |  | 2329 | S-2329-0001-A-23-3551-00234961-N | 12630 | 11100.3 | 4.8 | 1186 | 220 | 238 | 5000165 Unit_2 steel parts China | 22658274 | 842139 | N | N
Polo | FAIST Anlagenbau GmbH Krumbach | TPMC | Estructura de soporte Pos.70-01 | Supporting structure Pos.70-01 | Cuñas 70-01-63 | Shims | 3551 | 23MBL304 | AIR INTAKE SYSTEM | 12 | PCE | China P.R. |  | 23MBL |  |  |  |  | 2329 | S-2329-0001-A-23-3551-00234961-N | 12630 | 11100.3 | 19.2 | 1186 | 220 | 238 | 5000165 Unit_2 steel parts China | 22658275 | 842139 | N | N
Polo | FAIST Anlagenbau GmbH Krumbach | TPMC | Estructura de soporte Pos.70-01 | Supporting structure Pos.70-01 | Cuñas 70-01-64 | Shims | 3551 | 23MBL304 | AIR INTAKE SYSTEM | 12 | PCE | China P.R. |  | 23MBL |  |  |  |  | 2329 | S-2329-0001-A-23-3551-00234961-N | 12630 | 11100.3 | 48 | 1186 | 220 | 238 | 5000165 Unit_2 steel parts China | 22658276 | 842139 | N | N
Polo | FAIST Anlagenbau GmbH Krumbach | TPMC | Estructura de soporte Pos.70-01 | Supporting structure Pos.70-01 | Cuñas 70-01-65 | Shims | 3551 | 23MBL304 | AIR INTAKE SYSTEM | 2 | PCE | China P.R. |  | 23MBL |  |  |  |  | 2329 | S-2329-0001-A-23-3551-00234961-N | 12630 | 11100.3 | 0.6 | 1186 | 220 | 238 | 5000165 Unit_2 steel parts China | 22658277 | 842139 | N | N
Polo | FAIST Anlagenbau GmbH Krumbach | TPMC | Estructura de soporte Pos.70-01 | Supporting structure Pos.70-01 | Cuñas 70-01-70 | Shims | 3551 | 23MBL304 | AIR INTAKE SYSTEM | 2 | PCE | China P.R. |  | 23MBL |  |  |  |  | 2329 | S-2329-0001-A-23-3551-00234961-N | 12630 | 11100.3 | 0.6 | 1186 | 220 | 238 | 5000165 Unit_2 steel parts China | 22658278 | 842139 | N | N
Polo | FAIST Anlagenbau GmbH Krumbach | TPMC | Estructura de soporte Pos.70-01 | Supporting structure Pos.70-01 | Cuñas 70-01-71 | Shims | 3551 | 23MBL304 | AIR INTAKE SYSTEM | 3 | PCE | China P.R. |  | 23MBL |  |  |  |  | 2329 | S-2329-0001-A-23-3551-00234961-N | 12630 | 11100.3 | 5.1 | 1186 | 220 | 238 | 5000165 Unit_2 steel parts China | 22658279 | 842139 | N | N
Polo | FAIST Anlagenbau GmbH Krumbach | TPMC | Estructura de soporte Pos.70-01 | Supporting structure Pos.70-01 | Cuñas 70-01-72 | Shims | 3551 | 23MBL304 | AIR INTAKE SYSTEM | 8 | PCE | China P.R. |  | 23MBL |  |  |  |  | 2329 | S-2329-0001-A-23-3551-00234961-N | 12630 | 11100.3 | 5.6 | 1186 | 220 | 238 | 5000165 Unit_2 steel parts China | 22658280 | 842139 | N | N
Polo | FAIST Anlagenbau GmbH Krumbach | TPMC | Estructura de soporte Pos.70-01 | Supporting structure Pos.70-01 | Cuñas 70-01-73 | Shims | 3551 | 23MBL304 | AIR INTAKE SYSTEM | 4 | PCE | China P.R. |  | 23MBL |  |  |  |  | 2329 | S-2329-0001-A-23-3551-00234961-N | 12630 | 11100.3 | 1.2 | 1186 | 220 | 238 | 5000165 Unit_2 steel parts China | 22658281 | 842139 | N | N
Polo | FAIST Anlagenbau GmbH Krumbach | TPMC | Cubierta de madera Pos.71-11 | Weather hood Pos.71-11 | Bastidor | frame | 3551 | 23MBL304 | AIR INTAKE SYSTEM | 16 | PCE | China P.R. |  | 23MBL |  |  |  |  | 2329 | S-2329-0002-A-23-3551-00234961-N | 2612 | 1611.93 | 498.56 | 366 | 381 | 288 | 5000165 Unit_2 steel parts China | 22658585 | 842139 | N | N
Polo | FAIST Anlagenbau GmbH Krumbach | TPMC | Cubierta de madera Pos.71-11 | Weather hood Pos.71-11 | Bastidor | frame | 3551 | 23MBL304 | AIR INTAKE SYSTEM | 4 | PCE | China P.R. |  | 23MBL |  |  |  |  | 2329 | S-2329-0002-A-23-3551-00234961-N | 2612 | 1611.93 | 124.56 | 366 | 381 | 288 | 5000165 Unit_2 steel parts China | 22658586 | 842139 | N | N
Polo | FAIST Anlagenbau GmbH Krumbach | TPMC | Cubierta de madera Pos.71-11 | Weather hood Pos.71-11 | Bastidor | frame | 3551 | 23MBL304 | AIR INTAKE SYSTEM | 12 | PCE | China P.R. |  | 23MBL |  |  |  |  | 2329 | S-2329-0002-A-23-3551-00234961-N | 2612 | 1611.93 | 373.82 | 366 | 381 | 288 | 5000165 Unit_2 steel parts China | 22658587 | 842139 | N | N
Polo | FAIST Anlagenbau GmbH Krumbach | TPMC | Cubierta de madera Pos.71-11 | Weather hood Pos.71-11 | Bastidor | frame | 3551 | 23MBL304 | AIR INTAKE SYSTEM | 6 | PCE | China P.R. |  | 23MBL |  |  |  |  | 2329 | S-2329-0002-A-23-3551-00234961-N | 2612 | 1611.93 | 265.51 | 366 | 381 | 288 | 5000165 Unit_2 steel parts China | 22658588 | 842139 | N | N
Polo | FAIST Anlagenbau GmbH Krumbach | TPMC | Cubierta de madera Pos.71-11 | Weather hood Pos.71-11 | Bastidor | frame | 3551 | 23MBL304 | AIR INTAKE SYSTEM | 6 | PCE | China P.R. |  | 23MBL |  |  |  |  | 2329 | S-2329-0002-A-23-3551-00234961-N | 2612 | 1611.93 | 265.5 | 366 | 381 | 288 | 5000165 Unit_2 steel parts China | 22658589 | 842139 | N | N
Polo | FAIST Anlagenbau GmbH Krumbach | TPMC | Cubierta de madera Pos.71-11 | Weather hood Pos.71-11 | Bastidor | frame | 3551 | 23MBL304 | AIR INTAKE SYSTEM | 1 | PCE | China P.R. |  | 23MBL |  |  |  |  | 2329 | S-2329-0002-A-23-3551-00234961-N | 2612 | 1611.93 | 41.99 | 366 | 381 | 288 | 5000165 Unit_2 steel parts China | 22658590 | 842139 | N | N
Polo | FAIST Anlagenbau GmbH Krumbach | TPMC | Cubierta de madera Pos.71-11 | Weather hood Pos.71-11 | Bastidor | frame | 3551 | 23MBL304 | AIR INTAKE SYSTEM | 1 | PCE | China P.R. |  | 23MBL |  |  |  |  | 2329 | S-2329-0002-A-23-3551-00234961-N | 2612 | 1611.93 | 41.99 | 366 | 381 | 288 | 5000165 Unit_2 steel parts China | 22658591 | 842139 | N | N
Polo | FAIST Anlagenbau GmbH Krumbach | TPMC | Cubierta de madera Pos.71-11 | Weather hood Pos.71-11 | Hoja metálica corrugada 0,75/18/76 | corrugated sheet metal | 3551 | 23MBL304 | AIR INTAKE SYSTEM | 116 | PCE | China P.R. |  | 23MBL |  |  |  |  | 2329 | S-2329-0003-A-23-3551-00234961-N | 3331 | 2831.45 | 2088 | 332 | 139 | 111 | 5000165 Unit_2 steel parts China | 22658297 | 842139 | N | N
Polo | FAIST Anlagenbau GmbH Krumbach | TPMC | Cubierta de madera Pos.71-11 | Weather hood Pos.71-11 | Hoja metálica corrugada 0,75/18/76 | corrugated sheet metal | 3551 | 23MBL304 | AIR INTAKE SYSTEM | 4 | PCE | China P.R. |  | 23MBL |  |  |  |  | 2329 | S-2329-0003-A-23-3551-00234961-N | 3331 | 2831.45 | 48.72 | 332 | 139 | 111 | 5000165 Unit_2 steel parts China | 22658298 | 842139 | N | N
Polo | FAIST Anlagenbau GmbH Krumbach | TPMC | Cubierta de madera Pos.71-11 | Weather hood Pos.71-11 | Hoja metálica corrugada 0,75/18/76 | corrugated sheet metal | 3551 | 23MBL304 | AIR INTAKE SYSTEM | 4 | PCE | China P.R. |  | 23MBL |  |  |  |  | 2329 | S-2329-0003-A-23-3551-00234961-N | 3331 | 2831.45 | 48.72 | 332 | 139 | 111 | 5000165 Unit_2 steel parts China | 22658299 | 842139 | N | N
Polo | FAIST Anlagenbau GmbH Krumbach | TPMC | Cubierta de madera Pos.71-11 | Weather hood Pos.71-11 | Hoja metálica corrugada 0,75/18/76 | corrugated sheet metal | 3551 | 23MBL304 | AIR INTAKE SYSTEM | 4 | PCE | China P.R. |  | 23MBL |  |  |  |  | 2329 | S-2329-0003-A-23-3551-00234961-N | 3331 | 2831.45 | 54.6 | 332 | 139 | 111 | 5000165 Unit_2 steel parts China | 22658300 | 842139 | N | N
Polo | FAIST Anlagenbau GmbH Krumbach | TPMC | Cubierta de madera Pos.71-11 | Weather hood Pos.71-11 | Hoja metálica corrugada 0,75/18/76 | corrugated sheet metal | 3551 | 23MBL304 | AIR INTAKE SYSTEM | 4 | PCE | China P.R. |  | 23MBL |  |  |  |  | 2329 | S-2329-0003-A-23-3551-00234961-N | 3331 | 2831.45 | 54.6 | 332 | 139 | 111 | 5000165 Unit_2 steel parts China | 22658301 | 842139 | N | N
Polo | FAIST Anlagenbau GmbH Krumbach | TPMC | Cubierta de madera Pos.71-11 | Weather hood Pos.71-11 | Hoja metálica corrugada 0,75/18/76 | corrugated sheet metal | 3551 | 23MBL304 | AIR INTAKE SYSTEM | 4 | PCE | China P.R. |  | 23MBL |  |  |  |  | 2329 | S-2329-0003-A-23-3551-00234961-N | 3331 | 2831.45 | 16.12 | 332 | 139 | 111 | 5000165 Unit_2 steel parts China | 22658302 | 842139 | N | N
Polo | FAIST Anlagenbau GmbH Krumbach | TPMC | Cubierta de madera Pos.71-11 | Weather hood Pos.71-11 | Hoja metálica corrugada 0,75/18/76 | corrugated sheet metal | 3551 | 23MBL304 | AIR INTAKE SYSTEM | 4 | PCE | China P.R. |  | 23MBL |  |  |  |  | 2329 | S-2329-0003-A-23-3551-00234961-N | 3331 | 2831.45 | 16.12 | 332 | 139 | 111 | 5000165 Unit_2 steel parts China | 22658303 | 842139 | N | N
Polo | FAIST Anlagenbau GmbH Krumbach | TPMC | Cubierta de madera Pos.71-11 | Weather hood Pos.71-11 | Hoja metálica corrugada 0,75/18/76 | corrugated sheet metal | 3551 | 23MBL304 | AIR INTAKE SYSTEM | 4 | PCE | China P.R. |  | 23MBL |  |  |  |  | 2329 | S-2329-0003-A-23-3551-00234961-N | 3331 | 2831.45 | 40.52 | 332 | 139 | 111 | 5000165 Unit_2 steel parts China | 22658304 | 842139 | N | N
Polo | FAIST Anlagenbau GmbH Krumbach | TPMC | Cubierta de madera Pos.71-11 | Weather hood Pos.71-11 | Hoja metálica corrugada 0,75/18/76 | corrugated sheet metal | 3551 | 23MBL304 | AIR INTAKE SYSTEM | 4 | PCE | China P.R. |  | 23MBL |  |  |  |  | 2329 | S-2329-0003-A-23-3551-00234961-N | 3331 | 2831.45 | 40.52 | 332 | 139 | 111 | 5000165 Unit_2 steel parts China | 22658305 | 842139 | N | N
Polo | FAIST Anlagenbau GmbH Krumbach | TPMC | Cubierta de madera Pos.71-11 | Weather hood Pos.71-11 | Ángulo de esquina | corner angel | 3551 | 23MBL304 | AIR INTAKE SYSTEM | 4 | PCE | China P.R. |  | 23MBL |  |  |  |  | 2329 | S-2329-0003-A-23-3551-00234961-N | 3331 | 2831.45 | 20.76 | 332 | 139 | 111 | 5000165 Unit_2 steel parts China | 22658306 | 842139 | N | N
Polo | FAIST Anlagenbau GmbH Krumbach | TPMC | Cubierta de madera Pos.71-11 | Weather hood Pos.71-11 | Ángulo de esquina | corner angel | 3551 | 23MBL304 | AIR INTAKE SYSTEM | 4 | PCE | China P.R. |  | 23MBL |  |  |  |  | 2329 | S-2329-0003-A-23-3551-00234961-N | 3331 | 2831.45 | 20.76 | 332 | 139 | 111 | 5000165 Unit_2 steel parts China | 22658307 | 842139 | N | N
Polo | FAIST Anlagenbau GmbH Krumbach | TPMC | Cubierta de madera Pos.71-11 | Weather hood Pos.71-11 | Ángulo de esquina | corner angel | 3551 | 23MBL304 | AIR INTAKE SYSTEM | 8 | PCE | China P.R. |  | 23MBL |  |  |  |  | 2329 | S-2329-0003-A-23-3551-00234961-N | 3331 | 2831.45 | 42.08 | 332 | 139 | 111 | 5000165 Unit_2 steel parts China | 22658308 | 842139 | N | N
Polo | FAIST Anlagenbau GmbH Krumbach | TPMC | Cubierta de madera Pos.71-11 | Weather hood Pos.71-11 | Cubiertaa | cover | 3551 | 23MBL304 | AIR INTAKE SYSTEM | 4 | PCE | China P.R. |  | 23MBL |  |  |  |  | 2329 | S-2329-0003-A-23-3551-00234961-N | 3331 | 2831.45 | 76.48 | 332 | 139 | 111 | 5000165 Unit_2 steel parts China | 22658309 | 842139 | N | N
Polo | FAIST Anlagenbau GmbH Krumbach | TPMC | Cubierta de madera Pos.71-11 | Weather hood Pos.71-11 | Cubiertaa | cover | 3551 | 23MBL304 | AIR INTAKE SYSTEM | 1 | PCE | China P.R. |  | 23MBL |  |  |  |  | 2329 | S-2329-0003-A-23-3551-00234961-N | 3331 | 2831.45 | 5.67 | 332 | 139 | 111 | 5000165 Unit_2 steel parts China | 22658310 | 842139 | N | N
Polo | FAIST Anlagenbau GmbH Krumbach | TPMC | Cubierta de madera Pos.71-11 | Weather hood Pos.71-11 | Cubiertaa | cover | 3551 | 23MBL304 | AIR INTAKE SYSTEM | 10 | PCE | China P.R. |  | 23MBL |  |  |  |  | 2329 | S-2329-0003-A-23-3551-00234961-N | 3331 | 2831.45 | 235 | 332 | 139 | 111 | 5000165 Unit_2 steel parts China | 22658311 | 842139 | N | N
Polo | FAIST Anlagenbau GmbH Krumbach | TPMC | Cubierta de madera Pos.71-11 | Weather hood Pos.71-11 | Cubiertaa | cover | 3551 | 23MBL304 | AIR INTAKE SYSTEM | 2 | PCE | China P.R. |  | 23MBL |  |  |  |  | 2329 | S-2329-0003-A-23-3551-00234961-N | 3331 | 2831.45 | 4.7 | 332 | 139 | 111 | 5000165 Unit_2 steel parts China | 22658312 | 842139 | N | N
Polo | FAIST Anlagenbau GmbH Krumbach | TPMC | Cubierta de madera Pos.71-11 | Weather hood Pos.71-11 | Cubiertaa | cover | 3551 | 23MBL304 | AIR INTAKE SYSTEM | 6 | PCE | China P.R. |  | 23MBL |  |  |  |  | 2329 | S-2329-0003-A-23-3551-00234961-N | 3331 | 2831.45 | 18.08 | 332 | 139 | 111 | 5000165 Unit_2 steel parts China | 22658313 | 842139 | N | N
Polo | FAIST Anlagenbau GmbH Krumbach | TPMC | Protección del eje Pos. 72-09 | Shaft protection Pos. 72-09 | Estructura de plataforma | Platform Frame | 3551 | 23MBL304 | AIR INTAKE SYSTEM | 1 | PCE | China P.R. |  | 23MBL |  |  |  |  | 2329 | S-2329-0004-A-23-3551-00234961-N | 2252 | 1401.16 | 146.4 | 340 | 241 | 167 | 5000165 Unit_2 steel parts China | 22658351 | 842139 | N | N
Polo | FAIST Anlagenbau GmbH Krumbach | TPMC | Protección del eje Pos. 72-09 | Shaft protection Pos. 72-09 | Placa de suelo (073) | grounding plate | 3551 | 23MBL304 | AIR INTAKE SYSTEM | 2 | PCE | China P.R. |  | 23MBL |  |  |  |  | 2329 | S-2329-0004-A-23-3551-00234961-N | 2252 | 1401.16 | 0.9 | 340 | 241 | 167 | 5000165 Unit_2 steel parts China | 22658338 | 842139 | N | N
Polo | FAIST Anlagenbau GmbH Krumbach | TPMC | Protección del eje Pos. 72-09 | Shaft protection Pos. 72-09 | Elemento de tapa | Cap element | 3551 | 23MBL304 | AIR INTAKE SYSTEM | 1 | PCE | China P.R. |  | 23MBL |  |  |  |  | 2329 | S-2329-0004-A-23-3551-00234961-N | 2252 | 1401.16 | 53.47 | 340 | 241 | 167 | 5000165 Unit_2 steel parts China | 22658314 | 842139 | N | N
Polo | FAIST Anlagenbau GmbH Krumbach | TPMC | Protección del eje Pos. 72-09 | Shaft protection Pos. 72-09 | Elemento de tapa | Cap element | 3551 | 23MBL304 | AIR INTAKE SYSTEM | 1 | PCE | China P.R. |  | 23MBL |  |  |  |  | 2329 | S-2329-0004-A-23-3551-00234961-N | 2252 | 1401.16 | 109.11 | 340 | 241 | 167 | 5000165 Unit_2 steel parts China | 22658315 | 842139 | N | N
Polo | FAIST Anlagenbau GmbH Krumbach | TPMC | Protección del eje Pos. 72-09 | Shaft protection Pos. 72-09 | Elemento de tapa para puerta (72-09-15 instalada aquí) 72-09-15 | Cap element for door(72-09-15 installed here) 72-09-15 | 3551 | 23MBL304 | AIR INTAKE SYSTEM | 1 | PCE | China P.R. |  | 23MBL |  |  |  |  | 2329 | S-2329-0004-A-23-3551-00234961-N | 2252 | 1401.16 | 103.48 | 340 | 241 | 167 | 5000165 Unit_2 steel parts China | 22658316 | 842139 | N | N
Polo | FAIST Anlagenbau GmbH Krumbach | TPMC | Protección del eje Pos. 72-09 | Shaft protection Pos. 72-09 | Elemento de tapa | Cap element | 3551 | 23MBL304 | AIR INTAKE SYSTEM | 1 | PCE | China P.R. |  | 23MBL |  |  |  |  | 2329 | S-2329-0004-A-23-3551-00234961-N | 2252 | 1401.16 | 136.32 | 340 | 241 | 167 | 5000165 Unit_2 steel parts China | 22658317 | 842139 | N | N
Polo | FAIST Anlagenbau GmbH Krumbach | TPMC | Protección del eje Pos. 72-09 | Shaft protection Pos. 72-09 | Elemento de tapa | Cap element | 3551 | 23MBL304 | AIR INTAKE SYSTEM | 1 | PCE | China P.R. |  | 23MBL |  |  |  |  | 2329 | S-2329-0004-A-23-3551-00234961-N | 2252 | 1401.16 | 136.32 | 340 | 241 | 167 | 5000165 Unit_2 steel parts China | 22658318 | 842139 | N | N
Polo | FAIST Anlagenbau GmbH Krumbach | TPMC | Protección del eje Pos. 72-09 | Shaft protection Pos. 72-09 | Elemento de tapa con salida de corte | Cap element with cut outs | 3551 | 23MBL304 | AIR INTAKE SYSTEM | 1 | PCE | China P.R. |  | 23MBL |  |  |  |  | 2329 | S-2329-0004-A-23-3551-00234961-N | 2252 | 1401.16 | 14.43 | 340 | 241 | 167 | 5000165 Unit_2 steel parts China | 22658319 | 842139 | N | N
Polo | FAIST Anlagenbau GmbH Krumbach | TPMC | Protección del eje Pos. 72-09 | Shaft protection Pos. 72-09 | Protección del eje inferior | lower shaft protection | 3551 | 23MBL304 | AIR INTAKE SYSTEM | 1 | PCE | China P.R. |  | 23MBL |  |  |  |  | 2329 | S-2329-0004-A-23-3551-00234961-N | 2252 | 1401.16 | 57.45 | 340 | 241 | 167 | 5000165 Unit_2 steel parts China | 22658320 | 842139 | N | N
Polo | FAIST Anlagenbau GmbH Krumbach | TPMC | Protección del eje Pos. 72-09 | Shaft protection Pos. 72-09 | Protección del eje inferior | lower shaft protection | 3551 | 23MBL304 | AIR INTAKE SYSTEM | 1 | PCE | China P.R. |  | 23MBL |  |  |  |  | 2329 | S-2329-0004-A-23-3551-00234961-N | 2252 | 1401.16 | 57.45 | 340 | 241 | 167 | 5000165 Unit_2 steel parts China | 22658321 | 842139 | N | N
Polo | FAIST Anlagenbau GmbH Krumbach | TPMC | Protección del eje Pos. 72-09 | Shaft protection Pos. 72-09 | Protección del eje superior | upper shaft protection | 3551 | 23MBL304 | AIR INTAKE SYSTEM | 1 | PCE | China P.R. |  | 23MBL |  |  |  |  | 2329 | S-2329-0004-A-23-3551-00234961-N | 2252 | 1401.16 | 18.56 | 340 | 241 | 167 | 5000165 Unit_2 steel parts China | 22658322 | 842139 | N | N
Polo | FAIST Anlagenbau GmbH Krumbach | TPMC | Protección del eje Pos. 72-09 | Shaft protection Pos. 72-09 | Protección del eje superior | upper shaft protection | 3551 | 23MBL304 | AIR INTAKE SYSTEM | 1 | PCE | China P.R. |  | 23MBL |  |  |  |  | 2329 | S-2329-0004-A-23-3551-00234961-N | 2252 | 1401.16 | 18.26 | 340 | 241 | 167 | 5000165 Unit_2 steel parts China | 22658323 | 842139 | N | N
Polo | FAIST Anlagenbau GmbH Krumbach | TPMC | Protección del eje Pos. 72-09 | Shaft protection Pos. 72-09 | Protección del eje superior | upper shaft protection | 3551 | 23MBL304 | AIR INTAKE SYSTEM | 1 | PCE | China P.R. |  | 23MBL |  |  |  |  | 2329 | S-2329-0004-A-23-3551-00234961-N | 2252 | 1401.16 | 18.88 | 340 | 241 | 167 | 5000165 Unit_2 steel parts China | 22658324 | 842139 | N | N
Polo | FAIST Anlagenbau GmbH Krumbach | TPMC | Protección del eje Pos. 72-09 | Shaft protection Pos. 72-09 | Protección del eje superior | upper shaft protection | 3551 | 23MBL304 | AIR INTAKE SYSTEM | 1 | PCE | China P.R. |  | 23MBL |  |  |  |  | 2329 | S-2329-0004-A-23-3551-00234961-N | 2252 | 1401.16 | 18.57 | 340 | 241 | 167 | 5000165 Unit_2 steel parts China | 22658325 | 842139 | N | N
Polo | FAIST Anlagenbau GmbH Krumbach | TPMC | Protección del eje Pos. 72-09 | Shaft protection Pos. 72-09 | Protección del eje superior | upper shaft protection | 3551 | 23MBL304 | AIR INTAKE SYSTEM | 1 | PCE | China P.R. |  | 23MBL |  |  |  |  | 2329 | S-2329-0004-A-23-3551-00234961-N | 2252 | 1401.16 | 20.62 | 340 | 241 | 167 | 5000165 Unit_2 steel parts China | 22658326 | 842139 | N | N
Polo | FAIST Anlagenbau GmbH Krumbach | TPMC | Protección del eje Pos. 72-09 | Shaft protection Pos. 72-09 | Protección del eje superior | upper shaft protection | 3551 | 23MBL304 | AIR INTAKE SYSTEM | 1 | PCE | China P.R. |  | 23MBL |  |  |  |  | 2329 | S-2329-0004-A-23-3551-00234961-N | 2252 | 1401.16 | 20.32 | 340 | 241 | 167 | 5000165 Unit_2 steel parts China | 22658327 | 842139 | N | N
Polo | FAIST Anlagenbau GmbH Krumbach | TPMC | Protección del eje Pos. 72-09 | Shaft protection Pos. 72-09 | Soporte horizontal | horizontal support | 3551 | 23MBL304 | AIR INTAKE SYSTEM | 1 | PCE | China P.R. |  | 23MBL |  |  |  |  | 2329 | S-2329-0004-A-23-3551-00234961-N | 2252 | 1401.16 | 24.7 | 340 | 241 | 167 | 5000165 Unit_2 steel parts China | 22658328 | 842139 | N | N
Polo | FAIST Anlagenbau GmbH Krumbach | TPMC | Protección del eje Pos. 72-09 | Shaft protection Pos. 72-09 | Soporte vertical | vertical support | 3551 | 23MBL304 | AIR INTAKE SYSTEM | 1 | PCE | China P.R. |  | 23MBL |  |  |  |  | 2329 | S-2329-0004-A-23-3551-00234961-N | 2252 | 1401.16 | 6.5 | 340 | 241 | 167 | 5000165 Unit_2 steel parts China | 22658329 | 842139 | N | N
Polo | FAIST Anlagenbau GmbH Krumbach | TPMC | Protección del eje Pos. 72-09 | Shaft protection Pos. 72-09 | Cubierta metálica 560x270x2 | sheet metal cover | 3551 | 23MBL304 | AIR INTAKE SYSTEM | 2 | PCE | China P.R. |  | 23MBL |  |  |  |  | 2329 | S-2329-0004-A-23-3551-00234961-N | 2252 | 1401.16 | 4.8 | 340 | 241 | 167 | 5000165 Unit_2 steel parts China | 22658330 | 842139 | N | N
Polo | FAIST Anlagenbau GmbH Krumbach | TPMC | Protección del eje Pos. 72-09 | Shaft protection Pos. 72-09 | Cubierta metálica 500x130x2 | sheet metal cover | 3551 | 23MBL304 | AIR INTAKE SYSTEM | 2 | PCE | China P.R. |  | 23MBL |  |  |  |  | 2329 | S-2329-0004-A-23-3551-00234961-N | 2252 | 1401.16 | 2 | 340 | 241 | 167 | 5000165 Unit_2 steel parts China | 22658331 | 842139 | N | N
Polo | FAIST Anlagenbau GmbH Krumbach | TPMC | Protección del eje Pos. 72-09 | Shaft protection Pos. 72-09 | Cubierta metálica 250x60x2 | sheet metal cover | 3551 | 23MBL304 | AIR INTAKE SYSTEM | 2 | PCE | China P.R. |  | 23MBL |  |  |  |  | 2329 | S-2329-0004-A-23-3551-00234961-N | 2252 | 1401.16 | 0.5 | 340 | 241 | 167 | 5000165 Unit_2 steel parts China | 22658332 | 842139 | N | N
Polo | FAIST Anlagenbau GmbH Krumbach | TPMC | Protección del eje Pos. 72-09 | Shaft protection Pos. 72-09 | Perforada la hoja perforada 560x270x1 | perforated sheet cover | 3551 | 23MBL304 | AIR INTAKE SYSTEM | 2 | PCE | China P.R. |  | 23MBL |  |  |  |  | 2329 | S-2329-0004-A-23-3551-00234961-N | 2252 | 1401.16 | 1.6 | 340 | 241 | 167 | 5000165 Unit_2 steel parts China | 22658333 | 842139 | N | N
Polo | FAIST Anlagenbau GmbH Krumbach | TPMC | Protección del eje Pos. 72-09 | Shaft protection Pos. 72-09 | Perforada la hoja perforada 620x130x1 | perforated sheet cover | 3551 | 23MBL304 | AIR INTAKE SYSTEM | 2 | PCE | China P.R. |  | 23MBL |  |  |  |  | 2329 | S-2329-0004-A-23-3551-00234961-N | 2252 | 1401.16 | 0.8 | 340 | 241 | 167 | 5000165 Unit_2 steel parts China | 22658334 | 842139 | N | N
Polo | FAIST Anlagenbau GmbH Krumbach | TPMC | Protección del eje Pos. 72-09 | Shaft protection Pos. 72-09 | Perforada la hoja perforada 635x60x1 | perforated sheet cover | 3551 | 23MBL304 | AIR INTAKE SYSTEM | 2 | PCE | China P.R. |  | 23MBL |  |  |  |  | 2329 | S-2329-0004-A-23-3551-00234961-N | 2252 | 1401.16 | 0.4 | 340 | 241 | 167 | 5000165 Unit_2 steel parts China | 22658335 | 842139 | N | N
Polo | FAIST Anlagenbau GmbH Krumbach | TPMC | Protección del eje Pos. 72-09 | Shaft protection Pos. 72-09 | Tapa de cubrimiento | cover cap | 3551 | 23MBL304 | AIR INTAKE SYSTEM | 1 | PCE | China P.R. |  | 23MBL |  |  |  |  | 2329 | S-2329-0004-A-23-3551-00234961-N | 2252 | 1401.16 | 0.37 | 340 | 241 | 167 | 5000165 Unit_2 steel parts China | 22658336 | 842139 | N | N
Polo | FAIST Anlagenbau GmbH Krumbach | TPMC | Protección del eje Pos. 72-09 | Shaft protection Pos. 72-09 | Soporte vertical | vertical support | 3551 | 23MBL304 | AIR INTAKE SYSTEM | 1 | PCE | China P.R. |  | 23MBL |  |  |  |  | 2329 | S-2329-0004-A-23-3551-00234961-N | 2252 | 1401.16 | 6.94 | 340 | 241 | 167 | 5000165 Unit_2 steel parts China | 22658337 | 842139 | N | N
Polo | FAIST Anlagenbau GmbH Krumbach | TPMC | Protección del eje Pos. 72-09 | Shaft protection Pos. 72-09 | Cubierta metálica 560x140x2 | sheet metal cover | 3551 | 23MBL304 | AIR INTAKE SYSTEM | 1 | PCE | China P.R. |  | 23MBL |  |  |  |  | 2329 | S-2329-0004-A-23-3551-00234961-N | 2252 | 1401.16 | 2.37 | 340 | 241 | 167 | 5000165 Unit_2 steel parts China | 22658339 | 842139 | N | N
Polo | FAIST Anlagenbau GmbH Krumbach | TPMC | Protección del eje Pos. 72-09 | Shaft protection Pos. 72-09 | Cubierta metálica 587x130x2 | sheet metal cover | 3551 | 23MBL304 | AIR INTAKE SYSTEM | 1 | PCE | China P.R. |  | 23MBL |  |  |  |  | 2329 | S-2329-0004-A-23-3551-00234961-N | 2252 | 1401.16 | 1.02 | 340 | 241 | 167 | 5000165 Unit_2 steel parts China | 22658340 | 842139 | N | N
Polo | FAIST Anlagenbau GmbH Krumbach | TPMC | Protección del eje Pos. 72-09 | Shaft protection Pos. 72-09 | Placa de suelo | grounding plate | 3551 | 23MBL304 | AIR INTAKE SYSTEM | 10 | PCE | China P.R. |  | 23MBL |  |  |  |  | 2329 | S-2329-0004-A-23-3551-00234961-N | 2252 | 1401.16 | 1.95 | 340 | 241 | 167 | 5000165 Unit_2 steel parts China | 22658341 | 842139 | N | N
Polo | FAIST Anlagenbau GmbH Krumbach | TPMC | Protección del eje Pos. 72-09 | Shaft protection Pos. 72-09 | Perfil del raíl de sujeción | clamping rail profil | 3551 | 23MBL304 | AIR INTAKE SYSTEM | 12 | PCE | China P.R. |  | 23MBL |  |  |  |  | 2329 | S-2329-0004-A-23-3551-00234961-N | 2252 | 1401.16 | 4.01 | 340 | 241 | 167 | 5000165 Unit_2 steel parts China | 22658348 | 842139 | N | N
Polo | FAIST Anlagenbau GmbH Krumbach | TPMC | Protección del eje Pos. 72-09 | Shaft protection Pos. 72-09 | Perfil del raíl de sujeción | clamping rail profil | 3551 | 23MBL304 | AIR INTAKE SYSTEM | 8 | PCE | China P.R. |  | 23MBL |  |  |  |  | 2329 | S-2329-0004-A-23-3551-00234961-N | 2252 | 1401.16 | 4.85 | 340 | 241 | 167 | 5000165 Unit_2 steel parts China | 22658349 | 842139 | N | N
Polo | FAIST Anlagenbau GmbH Krumbach | TPMC | Protección del eje Pos. 72-09 | Shaft protection Pos. 72-09 | Perfil del raíl de sujeción | clamping rail profil | 3551 | 23MBL304 | AIR INTAKE SYSTEM | 4 | PCE | China P.R. |  | 23MBL |  |  |  |  | 2329 | S-2329-0004-A-23-3551-00234961-N | 2252 | 1401.16 | 4.35 | 340 | 241 | 167 | 5000165 Unit_2 steel parts China | 22658350 | 842139 | N | N
Polo | FAIST Anlagenbau GmbH Krumbach | TPMC | Protección del eje Pos. 72-09 | Shaft protection Pos. 72-09 | Elemento de protección de sonido | Sound protection element | 3551 | 23MBL304 | AIR INTAKE SYSTEM | 8 | PCE | China P.R. |  | 23MBL |  |  |  |  | 2329 | S-2329-0004-A-23-3551-00234961-N | 2252 | 1401.16 | 264.1 | 340 | 241 | 167 | 5000165 Unit_2 steel parts China | 22658342 | 842139 | N | N
Polo | FAIST Anlagenbau GmbH Krumbach | TPMC | Protección del eje Pos. 72-09 | Shaft protection Pos. 72-09 | Elemento de protección de sonido | Sound protection element | 3551 | 23MBL304 | AIR INTAKE SYSTEM | 2 | PCE | China P.R. |  | 23MBL |  |  |  |  | 2329 | S-2329-0004-A-23-3551-00234961-N | 2252 | 1401.16 | 53.11 | 340 | 241 | 167 | 5000165 Unit_2 steel parts China | 22658343 | 842139 | N | N
Polo | FAIST Anlagenbau GmbH Krumbach | TPMC | Protección del eje Pos. 72-09 | Shaft protection Pos. 72-09 | Elemento de protección de sonido | Sound protection element | 3551 | 23MBL304 | AIR INTAKE SYSTEM | 2 | PCE | China P.R. |  | 23MBL |  |  |  |  | 2329 | S-2329-0004-A-23-3551-00234961-N | 2252 | 1401.16 | 53.74 | 340 | 241 | 167 | 5000165 Unit_2 steel parts China | 22658344 | 842139 | N | N
Polo | FAIST Anlagenbau GmbH Krumbach | TPMC | Protección del eje Pos. 72-09 | Shaft protection Pos. 72-09 | Cubierta de hoja de metal | Cover sheet metal | 3551 | 23MBL304 | AIR INTAKE SYSTEM | 8 | PCE | China P.R. |  | 23MBL |  |  |  |  | 2329 | S-2329-0004-A-23-3551-00234961-N | 2252 | 1401.16 | 22.61 | 340 | 241 | 167 | 5000165 Unit_2 steel parts China | 22658345 | 842139 | N | N
Polo | FAIST Anlagenbau GmbH Krumbach | TPMC | Protección del eje Pos. 72-09 | Shaft protection Pos. 72-09 | Cubierta de hoja de metal | Cover sheet metal | 3551 | 23MBL304 | AIR INTAKE SYSTEM | 4 | PCE | China P.R. |  | 23MBL |  |  |  |  | 2329 | S-2329-0004-A-23-3551-00234961-N | 2252 | 1401.16 | 3.96 | 340 | 241 | 167 | 5000165 Unit_2 steel parts China | 22658346 | 842139 | N | N
Polo | FAIST Anlagenbau GmbH Krumbach | TPMC | Protección del eje Pos. 72-09 | Shaft protection Pos. 72-09 | Cubierta de hoja de metal | Cover sheet metal | 3551 | 23MBL304 | AIR INTAKE SYSTEM | 4 | PCE | China P.R. |  | 23MBL |  |  |  |  | 2329 | S-2329-0004-A-23-3551-00234961-N | 2252 | 1401.16 | 5.94 | 340 | 241 | 167 | 5000165 Unit_2 steel parts China | 22658347 | 842139 | N | N
Polo | FAIST Anlagenbau GmbH Krumbach | TPMC | Plataformas y la carcasa del filtro de escalera Pos. 70-02 | Platforms and Ladder Filter House Pos.70-02 | Plataforma | platform | 3551 | 23MBL304 | AIR INTAKE SYSTEM | 1 | PCE | China P.R. |  | 23MBL |  |  |  |  | 2329 | S-2329-0005-A-23-3551-00234961-N | 3514 | 2343 | 223.6 | 521 | 257 | 236 | 5000165 Unit_2 steel parts China | 22658370 | 842139 | N | N
Polo | FAIST Anlagenbau GmbH Krumbach | TPMC | Plataformas y la carcasa del filtro de escalera Pos. 70-02 | Platforms and Ladder Filter House Pos.70-02 | Plataforma | platform | 3551 | 23MBL304 | AIR INTAKE SYSTEM | 1 | PCE | China P.R. |  | 23MBL |  |  |  |  | 2329 | S-2329-0005-A-23-3551-00234961-N | 3514 | 2343 | 251.62 | 521 | 257 | 236 | 5000165 Unit_2 steel parts China | 22658371 | 842139 | N | N
Polo | FAIST Anlagenbau GmbH Krumbach | TPMC | Plataformas y la carcasa del filtro de escalera Pos. 70-02 | Platforms and Ladder Filter House Pos.70-02 | Plataforma | platform | 3551 | 23MBL304 | AIR INTAKE SYSTEM | 1 | PCE | China P.R. |  | 23MBL |  |  |  |  | 2329 | S-2329-0005-A-23-3551-00234961-N | 3514 | 2343 | 251.67 | 521 | 257 | 236 | 5000165 Unit_2 steel parts China | 22658372 | 842139 | N | N
Polo | FAIST Anlagenbau GmbH Krumbach | TPMC | Plataformas y la carcasa del filtro de escalera Pos. 70-02 | Platforms and Ladder Filter House Pos.70-02 | Plataforma | platform | 3551 | 23MBL304 | AIR INTAKE SYSTEM | 1 | PCE | China P.R. |  | 23MBL |  |  |  |  | 2329 | S-2329-0005-A-23-3551-00234961-N | 3514 | 2343 | 236.07 | 521 | 257 | 236 | 5000165 Unit_2 steel parts China | 22658373 | 842139 | N | N
Polo | FAIST Anlagenbau GmbH Krumbach | TPMC | Plataformas y la carcasa del filtro de escalera Pos. 70-02 | Platforms and Ladder Filter House Pos.70-02 | Raíl | railing | 3551 | 23MBL304 | AIR INTAKE SYSTEM | 1 | PCE | China P.R. |  | 23MBL |  |  |  |  | 2329 | S-2329-0005-A-23-3551-00234961-N | 3514 | 2343 | 14.37 | 521 | 257 | 236 | 5000165 Unit_2 steel parts China | 22658374 | 842139 | N | N
Polo | FAIST Anlagenbau GmbH Krumbach | TPMC | Plataformas y la carcasa del filtro de escalera Pos. 70-02 | Platforms and Ladder Filter House Pos.70-02 | Raíl | railing | 3551 | 23MBL304 | AIR INTAKE SYSTEM | 1 | PCE | China P.R. |  | 23MBL |  |  |  |  | 2329 | S-2329-0005-A-23-3551-00234961-N | 3514 | 2343 | 23.63 | 521 | 257 | 236 | 5000165 Unit_2 steel parts China | 22658375 | 842139 | N | N
Polo | FAIST Anlagenbau GmbH Krumbach | TPMC | Plataformas y la carcasa del filtro de escalera Pos. 70-02 | Platforms and Ladder Filter House Pos.70-02 | Raíl | railing | 3551 | 23MBL304 | AIR INTAKE SYSTEM | 1 | PCE | China P.R. |  | 23MBL |  |  |  |  | 2329 | S-2329-0005-A-23-3551-00234961-N | 3514 | 2343 | 68.49 | 521 | 257 | 236 | 5000165 Unit_2 steel parts China | 22658376 | 842139 | N | N
Polo | FAIST Anlagenbau GmbH Krumbach | TPMC | Plataformas y la carcasa del filtro de escalera Pos. 70-02 | Platforms and Ladder Filter House Pos.70-02 | Raíl | railing | 3551 | 23MBL304 | AIR INTAKE SYSTEM | 1 | PCE | China P.R. |  | 23MBL |  |  |  |  | 2329 | S-2329-0005-A-23-3551-00234961-N | 3514 | 2343 | 43.1 | 521 | 257 | 236 | 5000165 Unit_2 steel parts China | 22658377 | 842139 | N | N
Polo | FAIST Anlagenbau GmbH Krumbach | TPMC | Plataformas y la carcasa del filtro de escalera Pos. 70-02 | Platforms and Ladder Filter House Pos.70-02 | Raíl | railing | 3551 | 23MBL304 | AIR INTAKE SYSTEM | 1 | PCE | China P.R. |  | 23MBL |  |  |  |  | 2329 | S-2329-0005-A-23-3551-00234961-N | 3514 | 2343 | 43.18 | 521 | 257 | 236 | 5000165 Unit_2 steel parts China | 22658378 | 842139 | N | N
Polo | FAIST Anlagenbau GmbH Krumbach | TPMC | Plataformas y la carcasa del filtro de escalera Pos. 70-02 | Platforms and Ladder Filter House Pos.70-02 | Raíl | railing | 3551 | 23MBL304 | AIR INTAKE SYSTEM | 1 | PCE | China P.R. |  | 23MBL |  |  |  |  | 2329 | S-2329-0005-A-23-3551-00234961-N | 3514 | 2343 | 63.07 | 521 | 257 | 236 | 5000165 Unit_2 steel parts China | 22658379 | 842139 | N | N
Polo | FAIST Anlagenbau GmbH Krumbach | TPMC | Plataformas y la carcasa del filtro de escalera Pos. 70-02 | Platforms and Ladder Filter House Pos.70-02 | Raíl | railing | 3551 | 23MBL304 | AIR INTAKE SYSTEM | 1 | PCE | China P.R. |  | 23MBL |  |  |  |  | 2329 | S-2329-0005-A-23-3551-00234961-N | 3514 | 2343 | 28.31 | 521 | 257 | 236 | 5000165 Unit_2 steel parts China | 22658352 | 842139 | N | N
Polo | FAIST Anlagenbau GmbH Krumbach | TPMC | Plataformas y la carcasa del filtro de escalera Pos. 70-02 | Platforms and Ladder Filter House Pos.70-02 | Raíl | railing | 3551 | 23MBL304 | AIR INTAKE SYSTEM | 1 | PCE | China P.R. |  | 23MBL |  |  |  |  | 2329 | S-2329-0005-A-23-3551-00234961-N | 3514 | 2343 | 23.75 | 521 | 257 | 236 | 5000165 Unit_2 steel parts China | 22658353 | 842139 | N | N
Polo | FAIST Anlagenbau GmbH Krumbach | TPMC | Plataformas y la carcasa del filtro de escalera Pos. 70-02 | Platforms and Ladder Filter House Pos.70-02 | Raíl | railing | 3551 | 23MBL304 | AIR INTAKE SYSTEM | 1 | PCE | China P.R. |  | 23MBL |  |  |  |  | 2329 | S-2329-0005-A-23-3551-00234961-N | 3514 | 2343 | 43.18 | 521 | 257 | 236 | 5000165 Unit_2 steel parts China | 22658354 | 842139 | N | N
Polo | FAIST Anlagenbau GmbH Krumbach | TPMC | Plataformas y la carcasa del filtro de escalera Pos. 70-02 | Platforms and Ladder Filter House Pos.70-02 | Raíl | railing | 3551 | 23MBL304 | AIR INTAKE SYSTEM | 1 | PCE | China P.R. |  | 23MBL |  |  |  |  | 2329 | S-2329-0005-A-23-3551-00234961-N | 3514 | 2343 | 63.07 | 521 | 257 | 236 | 5000165 Unit_2 steel parts China | 22658355 | 842139 | N | N
Polo | FAIST Anlagenbau GmbH Krumbach | TPMC | Plataformas y la carcasa del filtro de escalera Pos. 70-02 | Platforms and Ladder Filter House Pos.70-02 | Raíl | railing | 3551 | 23MBL304 | AIR INTAKE SYSTEM | 2 | PCE | China P.R. |  | 23MBL |  |  |  |  | 2329 | S-2329-0005-A-23-3551-00234961-N | 3514 | 2343 | 56.61 | 521 | 257 | 236 | 5000165 Unit_2 steel parts China | 22658356 | 842139 | N | N
Polo | FAIST Anlagenbau GmbH Krumbach | TPMC | Plataformas y la carcasa del filtro de escalera Pos. 70-02 | Platforms and Ladder Filter House Pos.70-02 | Raíl | railing | 3551 | 23MBL304 | AIR INTAKE SYSTEM | 2 | PCE | China P.R. |  | 23MBL |  |  |  |  | 2329 | S-2329-0005-A-23-3551-00234961-N | 3514 | 2343 | 47.5 | 521 | 257 | 236 | 5000165 Unit_2 steel parts China | 22658357 | 842139 | N | N
Polo | FAIST Anlagenbau GmbH Krumbach | TPMC | Plataformas y la carcasa del filtro de escalera Pos. 70-02 | Platforms and Ladder Filter House Pos.70-02 | Raíl | railing | 3551 | 23MBL304 | AIR INTAKE SYSTEM | 1 | PCE | China P.R. |  | 23MBL |  |  |  |  | 2329 | S-2329-0005-A-23-3551-00234961-N | 3514 | 2343 | 57.55 | 521 | 257 | 236 | 5000165 Unit_2 steel parts China | 22658358 | 842139 | N | N
Polo | FAIST Anlagenbau GmbH Krumbach | TPMC | Plataformas y la carcasa del filtro de escalera Pos. 70-02 | Platforms and Ladder Filter House Pos.70-02 | Raíl | railing | 3551 | 23MBL304 | AIR INTAKE SYSTEM | 1 | PCE | China P.R. |  | 23MBL |  |  |  |  | 2329 | S-2329-0005-A-23-3551-00234961-N | 3514 | 2343 | 33.62 | 521 | 257 | 236 | 5000165 Unit_2 steel parts China | 22658359 | 842139 | N | N
Polo | FAIST Anlagenbau GmbH Krumbach | TPMC | Plataformas y la carcasa del filtro de escalera Pos. 70-02 | Platforms and Ladder Filter House Pos.70-02 | Apoyo | support | 3551 | 23MBL304 | AIR INTAKE SYSTEM | 2 | PCE | China P.R. |  | 23MBL |  |  |  |  | 2329 | S-2329-0005-A-23-3551-00234961-N | 3514 | 2343 | 131.7 | 521 | 257 | 236 | 5000165 Unit_2 steel parts China | 22658360 | 842139 | N | N
Polo | FAIST Anlagenbau GmbH Krumbach | TPMC | Plataformas y la carcasa del filtro de escalera Pos. 70-02 | Platforms and Ladder Filter House Pos.70-02 | Apoyo | support | 3551 | 23MBL304 | AIR INTAKE SYSTEM | 4 | PCE | China P.R. |  | 23MBL |  |  |  |  | 2329 | S-2329-0005-A-23-3551-00234961-N | 3514 | 2343 | 131.11 | 521 | 257 | 236 | 5000165 Unit_2 steel parts China | 22658361 | 842139 | N | N
Polo | FAIST Anlagenbau GmbH Krumbach | TPMC | Plataformas y la carcasa del filtro de escalera Pos. 70-02 | Platforms and Ladder Filter House Pos.70-02 | Apoyo | support | 3551 | 23MBL304 | AIR INTAKE SYSTEM | 1 | PCE | China P.R. |  | 23MBL |  |  |  |  | 2329 | S-2329-0005-A-23-3551-00234961-N | 3514 | 2343 | 32.9 | 521 | 257 | 236 | 5000165 Unit_2 steel parts China | 22658362 | 842139 | N | N
Polo | FAIST Anlagenbau GmbH Krumbach | TPMC | Plataformas y la carcasa del filtro de escalera Pos. 70-02 | Platforms and Ladder Filter House Pos.70-02 | Apoyo | support | 3551 | 23MBL304 | AIR INTAKE SYSTEM | 1 | PCE | China P.R. |  | 23MBL |  |  |  |  | 2329 | S-2329-0005-A-23-3551-00234961-N | 3514 | 2343 | 32.9 | 521 | 257 | 236 | 5000165 Unit_2 steel parts China | 22658363 | 842139 | N | N
Polo | FAIST Anlagenbau GmbH Krumbach | TPMC | Plataformas y la carcasa del filtro de escalera Pos. 70-02 | Platforms and Ladder Filter House Pos.70-02 | Apoyo | support | 3551 | 23MBL304 | AIR INTAKE SYSTEM | 2 | PCE | China P.R. |  | 23MBL |  |  |  |  | 2329 | S-2329-0005-A-23-3551-00234961-N | 3514 | 2343 | 66.22 | 521 | 257 | 236 | 5000165 Unit_2 steel parts China | 22658364 | 842139 | N | N
Polo | FAIST Anlagenbau GmbH Krumbach | TPMC | Plataformas y la carcasa del filtro de escalera Pos. 70-02 | Platforms and Ladder Filter House Pos.70-02 | Apoyo | support | 3551 | 23MBL304 | AIR INTAKE SYSTEM | 2 | PCE | China P.R. |  | 23MBL |  |  |  |  | 2329 | S-2329-0005-A-23-3551-00234961-N | 3514 | 2343 | 65.92 | 521 | 257 | 236 | 5000165 Unit_2 steel parts China | 22658365 | 842139 | N | N
Polo | FAIST Anlagenbau GmbH Krumbach | TPMC | Plataformas y la carcasa del filtro de escalera Pos. 70-02 | Platforms and Ladder Filter House Pos.70-02 | Escalera | ladder | 3551 | 23MBL304 | AIR INTAKE SYSTEM | 1 | PCE | China P.R. |  | 23MBL |  |  |  |  | 2329 | S-2329-0005-A-23-3551-00234961-N | 3514 | 2343 | 87.16 | 521 | 257 | 236 | 5000165 Unit_2 steel parts China | 22658366 | 842139 | N | N
Polo | FAIST Anlagenbau GmbH Krumbach | TPMC | Plataformas y la carcasa del filtro de escalera Pos. 70-02 | Platforms and Ladder Filter House Pos.70-02 | Escalera | ladder | 3551 | 23MBL304 | AIR INTAKE SYSTEM | 2 | PCE | China P.R. |  | 23MBL |  |  |  |  | 2329 | S-2329-0005-A-23-3551-00234961-N | 3514 | 2343 | 173.92 | 521 | 257 | 236 | 5000165 Unit_2 steel parts China | 22658367 | 842139 | N | N
Polo | FAIST Anlagenbau GmbH Krumbach | TPMC | Plataformas y la carcasa del filtro de escalera Pos. 70-02 | Platforms and Ladder Filter House Pos.70-02 | Puerta de seguridad DCH | safety door R | 3551 | 23MBL304 | AIR INTAKE SYSTEM | 2 | PCE | China P.R. |  | 23MBL |  |  |  |  | 2329 | S-2329-0005-A-23-3551-00234961-N | 3514 | 2343 | 24.39 | 521 | 257 | 236 | 5000165 Unit_2 steel parts China | 22658368 | 842139 | N | N
Polo | FAIST Anlagenbau GmbH Krumbach | TPMC | Plataformas y la carcasa del filtro de escalera Pos. 70-02 | Platforms and Ladder Filter House Pos.70-02 | Puerta de seguridad IZQ | safety door L | 3551 | 23MBL304 | AIR INTAKE SYSTEM | 2 | PCE | China P.R. |  | 23MBL |  |  |  |  | 2329 | S-2329-0005-A-23-3551-00234961-N | 3514 | 2343 | 24.39 | 521 | 257 | 236 | 5000165 Unit_2 steel parts China | 22658369 | 842139 | N | N
Polo | FAIST Anlagenbau GmbH Krumbach | TPMC | Escalera para la carcasa de filtrado +0,00m Pos. 70-10 | Ladder for Filter House +0,00m Pos. 70-10 | Soporte de escalera inferior | ladder support down | 3551 | 23MBL304 | AIR INTAKE SYSTEM | 1 | PCE | China P.R. |  | 23MBL |  |  |  |  | 2329 | S-2329-0006-A-23-3551-00234961-N | 3397 | 2756.9 | 679.2 | 749 | 257 | 236 | 5000165 Unit_2 steel parts China | 22658380 | 842139 | N | N
Polo | FAIST Anlagenbau GmbH Krumbach | TPMC | Escalera para la carcasa de filtrado +0,00m Pos. 70-10 | Ladder for Filter House +0,00m Pos. 70-10 | Soporte de escalera medio | ladder support middle | 3551 | 23MBL304 | AIR INTAKE SYSTEM | 1 | PCE | China P.R. |  | 23MBL |  |  |  |  | 2329 | S-2329-0006-A-23-3551-00234961-N | 3397 | 2756.9 | 347.24 | 749 | 257 | 236 | 5000165 Unit_2 steel parts China | 22658381 | 842139 | N | N
Polo | FAIST Anlagenbau GmbH Krumbach | TPMC | Escalera para la carcasa de filtrado +0,00m Pos. 70-10 | Ladder for Filter House +0,00m Pos. 70-10 | Soporte de escalera superior | ladder support top | 3551 | 23MBL304 | AIR INTAKE SYSTEM | 1 | PCE | China P.R. |  | 23MBL |  |  |  |  | 2329 | S-2329-0006-A-23-3551-00234961-N | 3397 | 2756.9 | 422.7 | 749 | 257 | 236 | 5000165 Unit_2 steel parts China | 22658382 | 842139 | N | N
Polo | FAIST Anlagenbau GmbH Krumbach | TPMC | Escalera para la carcasa de filtrado +0,00m Pos. 70-10 | Ladder for Filter House +0,00m Pos. 70-10 | Barra transversal +3,0m | cross bar +3,0m | 3551 | 23MBL304 | AIR INTAKE SYSTEM | 1 | PCE | China P.R. |  | 23MBL |  |  |  |  | 2329 | S-2329-0006-A-23-3551-00234961-N | 3397 | 2756.9 | 24.66 | 749 | 257 | 236 | 5000165 Unit_2 steel parts China | 22658383 | 842139 | N | N
Polo | FAIST Anlagenbau GmbH Krumbach | TPMC | Escalera para la carcasa de filtrado +0,00m Pos. 70-10 | Ladder for Filter House +0,00m Pos. 70-10 | Soporte de plataforma 0,0m | platform suport 0,0m | 3551 | 23MBL304 | AIR INTAKE SYSTEM | 2 | PCE | China P.R. |  | 23MBL |  |  |  |  | 2329 | S-2329-0006-A-23-3551-00234961-N | 3397 | 2756.9 | 130.39 | 749 | 257 | 236 | 5000165 Unit_2 steel parts China | 22658384 | 842139 | N | N
Polo | FAIST Anlagenbau GmbH Krumbach | TPMC | Escalera para la carcasa de filtrado +0,00m Pos. 70-10 | Ladder for Filter House +0,00m Pos. 70-10 | Soporte de plataforma 0,1m | platform suport 0,1m | 3551 | 23MBL304 | AIR INTAKE SYSTEM | 2 | PCE | China P.R. |  | 23MBL |  |  |  |  | 2329 | S-2329-0006-A-23-3551-00234961-N | 3397 | 2756.9 | 130.39 | 749 | 257 | 236 | 5000165 Unit_2 steel parts China | 22658385 | 842139 | N | N
Polo | FAIST Anlagenbau GmbH Krumbach | TPMC | Escalera para la carcasa de filtrado +0,00m Pos. 70-10 | Ladder for Filter House +0,00m Pos. 70-10 | Barra transversal +3,0m | cross bar +3,0m | 3551 | 23MBL304 | AIR INTAKE SYSTEM | 2 | PCE | China P.R. |  | 23MBL |  |  |  |  | 2329 | S-2329-0006-A-23-3551-00234961-N | 3397 | 2756.9 | 31.59 | 749 | 257 | 236 | 5000165 Unit_2 steel parts China | 22658386 | 842139 | N | N
Polo | FAIST Anlagenbau GmbH Krumbach | TPMC | Escalera para la carcasa de filtrado +0,00m Pos. 70-10 | Ladder for Filter House +0,00m Pos. 70-10 | Barra transversal +3,0m | cross bar +3,0m | 3551 | 23MBL304 | AIR INTAKE SYSTEM | 1 | PCE | China P.R. |  | 23MBL |  |  |  |  | 2329 | S-2329-0006-A-23-3551-00234961-N | 3397 | 2756.9 | 15.73 | 749 | 257 | 236 | 5000165 Unit_2 steel parts China | 22658387 | 842139 | N | N
Polo | FAIST Anlagenbau GmbH Krumbach | TPMC | Escalera para la carcasa de filtrado +0,00m Pos. 70-10 | Ladder for Filter House +0,00m Pos. 70-10 | Refuerzo diagonal | diagonal stiffening | 3551 | 23MBL304 | AIR INTAKE SYSTEM | 2 | PCE | China P.R. |  | 23MBL |  |  |  |  | 2329 | S-2329-0006-A-23-3551-00234961-N | 3397 | 2756.9 | 13.82 | 749 | 257 | 236 | 5000165 Unit_2 steel parts China | 22658388 | 842139 | N | N
Polo | FAIST Anlagenbau GmbH Krumbach | TPMC | Escalera para la carcasa de filtrado +0,00m Pos. 70-10 | Ladder for Filter House +0,00m Pos. 70-10 | Escalera 0,0-6,0m | ladder 0,0-6,0m | 3551 | 23MBL304 | AIR INTAKE SYSTEM | 1 | PCE | China P.R. |  | 23MBL |  |  |  |  | 2329 | S-2329-0006-A-23-3551-00234961-N | 3397 | 2756.9 | 160.13 | 749 | 257 | 236 | 5000165 Unit_2 steel parts China | 22658389 | 842139 | N | N
Polo | FAIST Anlagenbau GmbH Krumbach | TPMC | Escalera para la carcasa de filtrado +0,00m Pos. 70-10 | Ladder for Filter House +0,00m Pos. 70-10 | Escalera 6,0-9,990m | ladder 6,0-9,990m | 3551 | 23MBL304 | AIR INTAKE SYSTEM | 1 | PCE | China P.R. |  | 23MBL |  |  |  |  | 2329 | S-2329-0006-A-23-3551-00234961-N | 3397 | 2756.9 | 108.82 | 749 | 257 | 236 | 5000165 Unit_2 steel parts China | 22658390 | 842139 | N | N
Polo | FAIST Anlagenbau GmbH Krumbach | TPMC | Escalera para la carcasa de filtrado +0,00m Pos. 70-10 | Ladder for Filter House +0,00m Pos. 70-10 | Escalera 9,990-14,520m | ladder 9,990-14,520m | 3551 | 23MBL304 | AIR INTAKE SYSTEM | 1 | PCE | China P.R. |  | 23MBL |  |  |  |  | 2329 | S-2329-0006-A-23-3551-00234961-N | 3397 | 2756.9 | 115.97 | 749 | 257 | 236 | 5000165 Unit_2 steel parts China | 22658391 | 842139 | N | N
Polo | FAIST Anlagenbau GmbH Krumbach | TPMC | Escalera para la carcasa de filtrado +0,00m Pos. 70-10 | Ladder for Filter House +0,00m Pos. 70-10 | Plataforma de escalera +6,0m | ladder platform +6,0m | 3551 | 23MBL304 | AIR INTAKE SYSTEM | 1 | PCE | China P.R. |  | 23MBL |  |  |  |  | 2329 | S-2329-0006-A-23-3551-00234961-N | 3397 | 2756.9 | 102 | 749 | 257 | 236 | 5000165 Unit_2 steel parts China | 22658392 | 842139 | N | N
Polo | FAIST Anlagenbau GmbH Krumbach | TPMC | Escalera para la carcasa de filtrado +0,00m Pos. 70-10 | Ladder for Filter House +0,00m Pos. 70-10 | Plataforma de escalera +9,990m | ladder platform +9,990m | 3551 | 23MBL304 | AIR INTAKE SYSTEM | 1 | PCE | China P.R. |  | 23MBL |  |  |  |  | 2329 | S-2329-0006-A-23-3551-00234961-N | 3397 | 2756.9 | 56.2 | 749 | 257 | 236 | 5000165 Unit_2 steel parts China | 22658393 | 842139 | N | N
Polo | FAIST Anlagenbau GmbH Krumbach | TPMC | Escalera para la carcasa de filtrado +0,00m Pos. 70-10 | Ladder for Filter House +0,00m Pos. 70-10 | brazo | bracing | 3551 | 23MBL304 | AIR INTAKE SYSTEM | 4 | PCE | China P.R. |  | 23MBL |  |  |  |  | 2329 | S-2329-0006-A-23-3551-00234961-N | 3397 | 2756.9 | 21.43 | 749 | 257 | 236 | 5000165 Unit_2 steel parts China | 22658394 | 842139 | N | N
Polo | FAIST Anlagenbau GmbH Krumbach | TPMC | Escalera para la carcasa de filtrado +0,00m Pos. 70-10 | Ladder for Filter House +0,00m Pos. 70-10 | brazo | bracing | 3551 | 23MBL304 | AIR INTAKE SYSTEM | 4 | PCE | China P.R. |  | 23MBL |  |  |  |  | 2329 | S-2329-0006-A-23-3551-00234961-N | 3397 | 2756.9 | 21.77 | 749 | 257 | 236 | 5000165 Unit_2 steel parts China | 22658395 | 842139 | N | N
Polo | FAIST Anlagenbau GmbH Krumbach | TPMC | Escalera para la carcasa de filtrado +0,00m Pos. 70-10 | Ladder for Filter House +0,00m Pos. 70-10 | brazo | bracing | 3551 | 23MBL304 | AIR INTAKE SYSTEM | 4 | PCE | China P.R. |  | 23MBL |  |  |  |  | 2329 | S-2329-0006-A-23-3551-00234961-N | 3397 | 2756.9 | 19.18 | 749 | 257 | 236 | 5000165 Unit_2 steel parts China | 22658396 | 842139 | N | N
Polo | FAIST Anlagenbau GmbH Krumbach | TPMC | Escalera para la carcasa de filtrado +0,00m Pos. 70-10 | Ladder for Filter House +0,00m Pos. 70-10 | brazo | bracing | 3551 | 23MBL304 | AIR INTAKE SYSTEM | 4 | PCE | China P.R. |  | 23MBL |  |  |  |  | 2329 | S-2329-0006-A-23-3551-00234961-N | 3397 | 2756.9 | 20.33 | 749 | 257 | 236 | 5000165 Unit_2 steel parts China | 22658397 | 842139 | N | N
Polo | FAIST Anlagenbau GmbH Krumbach | TPMC | Escalera para la carcasa de filtrado +0,00m Pos. 70-10 | Ladder for Filter House +0,00m Pos. 70-10 | raíl +6,0m | railing +6,0m | 3551 | 23MBL304 | AIR INTAKE SYSTEM | 2 | PCE | China P.R. |  | 23MBL |  |  |  |  | 2329 | S-2329-0006-A-23-3551-00234961-N | 3397 | 2756.9 | 21.24 | 749 | 257 | 236 | 5000165 Unit_2 steel parts China | 22658398 | 842139 | N | N
Polo | FAIST Anlagenbau GmbH Krumbach | TPMC | Escalera para la carcasa de filtrado +0,00m Pos. 70-10 | Ladder for Filter House +0,00m Pos. 70-10 | raíl con puerta de seguridad | railing with safety door | 3551 | 23MBL304 | AIR INTAKE SYSTEM | 2 | PCE | China P.R. |  | 23MBL |  |  |  |  | 2329 | S-2329-0006-A-23-3551-00234961-N | 3397 | 2756.9 | 42.95 | 749 | 257 | 236 | 5000165 Unit_2 steel parts China | 22658399 | 842139 | N | N
Polo | FAIST Anlagenbau GmbH Krumbach | TPMC | Escalera para la carcasa de filtrado +0,00m Pos. 70-10 | Ladder for Filter House +0,00m Pos. 70-10 | raíl +6,0m | railing +6,0m | 3551 | 23MBL304 | AIR INTAKE SYSTEM | 2 | PCE | China P.R. |  | 23MBL |  |  |  |  | 2329 | S-2329-0006-A-23-3551-00234961-N | 3397 | 2756.9 | 88.65 | 749 | 257 | 236 | 5000165 Unit_2 steel parts China | 22658400 | 842139 | N | N
Polo | FAIST Anlagenbau GmbH Krumbach | TPMC | Escalera para la carcasa de filtrado +0,00m Pos. 70-10 | Ladder for Filter House +0,00m Pos. 70-10 | raíl +6,0m | railing +6,0m | 3551 | 23MBL304 | AIR INTAKE SYSTEM | 1 | PCE | China P.R. |  | 23MBL |  |  |  |  | 2329 | S-2329-0006-A-23-3551-00234961-N | 3397 | 2756.9 | 26.08 | 749 | 257 | 236 | 5000165 Unit_2 steel parts China | 22658401 | 842139 | N | N
Polo | FAIST Anlagenbau GmbH Krumbach | TPMC | Escalera para la carcasa de filtrado +0,00m Pos. 70-10 | Ladder for Filter House +0,00m Pos. 70-10 | raíl 9,990m | railing 9,990m | 3551 | 23MBL304 | AIR INTAKE SYSTEM | 2 | PCE | China P.R. |  | 23MBL |  |  |  |  | 2329 | S-2329-0006-A-23-3551-00234961-N | 3397 | 2756.9 | 58.68 | 749 | 257 | 236 | 5000165 Unit_2 steel parts China | 22658402 | 842139 | N | N
Polo | FAIST Anlagenbau GmbH Krumbach | TPMC | Escalera para la carcasa de filtrado +0,00m Pos. 70-10 | Ladder for Filter House +0,00m Pos. 70-10 | raíl 9,990m | railing 9,990m | 3551 | 23MBL304 | AIR INTAKE SYSTEM | 1 | PCE | China P.R. |  | 23MBL |  |  |  |  | 2329 | S-2329-0006-A-23-3551-00234961-N | 3397 | 2756.9 | 7.61 | 749 | 257 | 236 | 5000165 Unit_2 steel parts China | 22658403 | 842139 | N | N
Polo | FAIST Anlagenbau GmbH Krumbach | TPMC | Escalera para la carcasa de filtrado +0,00m Pos. 70-10 | Ladder for Filter House +0,00m Pos. 70-10 | raíl 9,990m | railing 9,990m | 3551 | 23MBL304 | AIR INTAKE SYSTEM | 1 | PCE | China P.R. |  | 23MBL |  |  |  |  | 2329 | S-2329-0006-A-23-3551-00234961-N | 3397 | 2756.9 | 3.84 | 749 | 257 | 236 | 5000165 Unit_2 steel parts China | 22658404 | 842139 | N | N
Polo | FAIST Anlagenbau GmbH Krumbach | TPMC | Escalera para la carcasa de filtrado +0,00m Pos. 70-10 | Ladder for Filter House +0,00m Pos. 70-10 | raíl 9,990m | railing 9,990m | 3551 | 23MBL304 | AIR INTAKE SYSTEM | 1 | PCE | China P.R. |  | 23MBL |  |  |  |  | 2329 | S-2329-0006-A-23-3551-00234961-N | 3397 | 2756.9 | 7.61 | 749 | 257 | 236 | 5000165 Unit_2 steel parts China | 22658405 | 842139 | N | N
Polo | FAIST Anlagenbau GmbH Krumbach | TPMC | Escalera para la carcasa de filtrado +0,00m Pos. 70-10 | Ladder for Filter House +0,00m Pos. 70-10 | Protección de seguridad | safety protection | 3551 | 23MBL304 | AIR INTAKE SYSTEM | 2 | PCE | China P.R. |  | 23MBL |  |  |  |  | 2329 | S-2329-0006-A-23-3551-00234961-N | 3397 | 2756.9 | 39.33 | 749 | 257 | 236 | 5000165 Unit_2 steel parts China | 22658406 | 842139 | N | N
Polo | FAIST Anlagenbau GmbH Krumbach | TPMC | Escalera para la carcasa de filtrado +0,00m Pos. 70-10 | Ladder for Filter House +0,00m Pos. 70-10 | Placa de cuña (200) | Shimplate (200) | 3551 | 23MBL304 | AIR INTAKE SYSTEM | 2 | PCE | China P.R. |  | 23MBL |  |  |  |  | 2329 | S-2329-0006-A-23-3551-00234961-N | 3397 | 2756.9 | 0.16 | 749 | 257 | 236 | 5000165 Unit_2 steel parts China | 22658407 | 842139 | N | N
Polo | FAIST Anlagenbau GmbH Krumbach | TPMC | Escalera para la carcasa de filtrado +0,00m Pos. 70-10 | Ladder for Filter House +0,00m Pos. 70-10 | Placa de cuña (201) | Shimplate (201) | 3551 | 23MBL304 | AIR INTAKE SYSTEM | 4 | PCE | China P.R. |  | 23MBL |  |  |  |  | 2329 | S-2329-0006-A-23-3551-00234961-N | 3397 | 2756.9 | 0.62 | 749 | 257 | 236 | 5000165 Unit_2 steel parts China | 22658408 | 842139 | N | N
Polo | FAIST Anlagenbau GmbH Krumbach | TPMC | Escalera para la carcasa de filtrado +0,00m Pos. 70-10 | Ladder for Filter House +0,00m Pos. 70-10 | Placa de cuña (202) | Shimplate (202) | 3551 | 23MBL304 | AIR INTAKE SYSTEM | 2 | PCE | China P.R. |  | 23MBL |  |  |  |  | 2329 | S-2329-0006-A-23-3551-00234961-N | 3397 | 2756.9 | 0.78 | 749 | 257 | 236 | 5000165 Unit_2 steel parts China | 22658409 | 842139 | N | N
Polo | FAIST Anlagenbau GmbH Krumbach | TPMC | Escalera para la carcasa de filtrado +0,00m Pos. 70-10 | Ladder for Filter House +0,00m Pos. 70-10 | Placa de cuña (203) | Shimplate (203) | 3551 | 23MBL304 | AIR INTAKE SYSTEM | 4 | PCE | China P.R. |  | 23MBL |  |  |  |  | 2329 | S-2329-0006-A-23-3551-00234961-N | 3397 | 2756.9 | 0.98 | 749 | 257 | 236 | 5000165 Unit_2 steel parts China | 22658410 | 842139 | N | N
Polo | FAIST Anlagenbau GmbH Krumbach | TPMC | Escalera para la carcasa de filtrado +0,00m Pos. 70-10 | Ladder for Filter House +0,00m Pos. 70-10 | Placa de cuña (204) | Shimplate (204) | 3551 | 23MBL304 | AIR INTAKE SYSTEM | 8 | PCE | China P.R. |  | 23MBL |  |  |  |  | 2329 | S-2329-0006-A-23-3551-00234961-N | 3397 | 2756.9 | 3.93 | 749 | 257 | 236 | 5000165 Unit_2 steel parts China | 22658411 | 842139 | N | N
Polo | FAIST Anlagenbau GmbH Krumbach | TPMC | Escalera para la carcasa de filtrado +0,00m Pos. 70-10 | Ladder for Filter House +0,00m Pos. 70-10 | Placa de cuña (205) | Shimplate (205) | 3551 | 23MBL304 | AIR INTAKE SYSTEM | 4 | PCE | China P.R. |  | 23MBL |  |  |  |  | 2329 | S-2329-0006-A-23-3551-00234961-N | 3397 | 2756.9 | 4.91 | 749 | 257 | 236 | 5000165 Unit_2 steel parts China | 22658412 | 842139 | N | N
Polo | FAIST Anlagenbau GmbH Krumbach | TPMC | Escalera para la carcasa de filtrado +0,00m Pos. 70-10 | Ladder for Filter House +0,00m Pos. 70-10 | Placa de cuña (206) | Shimplate (206) | 3551 | 23MBL304 | AIR INTAKE SYSTEM | 2 | PCE | China P.R. |  | 23MBL |  |  |  |  | 2329 | S-2329-0006-A-23-3551-00234961-N | 3397 | 2756.9 | 1.57 | 749 | 257 | 236 | 5000165 Unit_2 steel parts China | 22658413 | 842139 | N | N
Polo | FAIST Anlagenbau GmbH Krumbach | TPMC | Escalera para la carcasa de filtrado +0,00m Pos. 70-10 | Ladder for Filter House +0,00m Pos. 70-10 | Placa de cuña (207) | Shimplate (207) | 3551 | 23MBL304 | AIR INTAKE SYSTEM | 4 | PCE | China P.R. |  | 23MBL |  |  |  |  | 2329 | S-2329-0006-A-23-3551-00234961-N | 3397 | 2756.9 | 6.3 | 749 | 257 | 236 | 5000165 Unit_2 steel parts China | 22658414 | 842139 | N | N
Polo | FAIST Anlagenbau GmbH Krumbach | TPMC | Escalera para la carcasa de filtrado +0,00m Pos. 70-10 | Ladder for Filter House +0,00m Pos. 70-10 | Placa de cuña (208) | Shimplate (208) | 3551 | 23MBL304 | AIR INTAKE SYSTEM | 2 | PCE | China P.R. |  | 23MBL |  |  |  |  | 2329 | S-2329-0006-A-23-3551-00234961-N | 3397 | 2756.9 | 7.87 | 749 | 257 | 236 | 5000165 Unit_2 steel parts China | 22658415 | 842139 | N | N
Polo | FAIST Anlagenbau GmbH Krumbach | TPMC | Escalera para la carcasa de filtrado +0,00m Pos. 70-10 | Ladder for Filter House +0,00m Pos. 70-10 | Placa de cuña (209) | Shimplate (209) | 3551 | 23MBL304 | AIR INTAKE SYSTEM | 5 | PCE | China P.R. |  | 23MBL |  |  |  |  | 2329 | S-2329-0006-A-23-3551-00234961-N | 3397 | 2756.9 | 2.04 | 749 | 257 | 236 | 5000165 Unit_2 steel parts China | 22658416 | 842139 | N | N
Polo | FAIST Anlagenbau GmbH Krumbach | TPMC | Escalera para la carcasa de filtrado +0,00m Pos. 70-10 | Ladder for Filter House +0,00m Pos. 70-10 | Placa de cuña (210) | Shimplate (210) | 3551 | 23MBL304 | AIR INTAKE SYSTEM | 5 | PCE | China P.R. |  | 23MBL |  |  |  |  | 2329 | S-2329-0006-A-23-3551-00234961-N | 3397 | 2756.9 | 4.08 | 749 | 257 | 236 | 5000165 Unit_2 steel parts China | 22658417 | 842139 | N | N
Polo | FAIST Anlagenbau GmbH Krumbach | TPMC | Escalera para la carcasa de filtrado +0,00m Pos. 70-10 | Ladder for Filter House +0,00m Pos. 70-10 | Placa de cuña (211) | Shimplate (211) | 3551 | 23MBL304 | AIR INTAKE SYSTEM | 3 | PCE | China P.R. |  | 23MBL |  |  |  |  | 2329 | S-2329-0006-A-23-3551-00234961-N | 3397 | 2756.9 | 6.12 | 749 | 257 | 236 | 5000165 Unit_2 steel parts China | 22658418 | 842139 | N | N
Polo | FAIST Anlagenbau GmbH Krumbach | TPMC | 'Módulos de filtrado Pos.71-01 completo Plataforma y aleta de escalera Pos. 70-03 Protección de sonido del compensador Pos.72-16' | 'Filter Modules Pos.71-01 complete Platform and Ladder Flap Pos. 70-03 Compensator Sound Protection Pos.72-16' | MÓDULO DEL FILTRO DE IMPULSOS con estructura de filtrado montada, trípode y tubo de ventilador | PULSE FILTER MODULE with mounted filter frames, tripod and blow pipe | 3551 | 23MBL304 | AIR INTAKE SYSTEM | 1 | PCE | China P.R. |  | 23MBL |  |  |  |  | 2329 | S-2329-0007-A-23-3551-00234961-N | 7304 | 5083.3 | 5083.3 | 1155 | 290 | 388 | 5000165 Unit_2 steel parts China | 22658419 | 842139 | N | N
Polo | FAIST Anlagenbau GmbH Krumbach | TPMC | 'Módulos de filtrado Pos.71-01 completo Plenum Pos.71-15' | 'Filter Modules Pos.71-01 complete Plenum Pos.71-15' | MÓDULO DEL FILTRO DE IMPULSOS con estructura de filtrado montada, trípode y tubo de ventilador | "PULSE FILTER MODULE with mounted filter frames, tripod and blow pipe " | 3551 | 23MBL304 | AIR INTAKE SYSTEM | 1 | PCE | China P.R. |  | 23MBL |  |  |  |  | 2329 | S-2329-0008-A-23-3551-00234961-N | 6807 | 5116.47 | 5116.47 | 1155 | 290 | 388 | 5000165 Unit_2 steel parts China | 22658420 | 842139 | N | N
Polo | FAIST Anlagenbau GmbH Krumbach | TPMC | Módulos de filtrado Pos.71-01 completo | Filter Modules Pos.71-01 complete | MÓDULO DEL FILTRO DE IMPULSOS con estructura de filtrado montada, trípode y tubo de ventilador | "PULSE FILTER MODULE with mounted filter frames, tripod and blow pipe " | 3551 | 23MBL304 | AIR INTAKE SYSTEM | 1 | PCE | China P.R. |  | 23MBL |  |  |  |  | 2329 | S-2329-0009-A-23-3551-00234961-N | 6852 | 4575.17 | 4575.17 | 1155 | 290 | 388 | 5000165 Unit_2 steel parts China | 22658421 | 842139 | N | N
Polo | FAIST Anlagenbau GmbH Krumbach | TPMC | Módulos de filtrado Pos.71-01 completo | Filter Modules Pos.71-01 complete | MÓDULO DEL FILTRO DE IMPULSOS con estructura de filtrado montada, trípode y tubo de ventilador | "PULSE FILTER MODULE with mounted filter frames, tripod and blow pipe " | 3551 | 23MBL304 | AIR INTAKE SYSTEM | 1 | PCE | China P.R. |  | 23MBL |  |  |  |  | 2329 | S-2329-0010-A-23-3551-00234961-N | 6301 | 4575.17 | 4575.17 | 1155 | 290 | 388 | 5000165 Unit_2 steel parts China | 22658422 | 842139 | N | N
Polo | FAIST Anlagenbau GmbH Krumbach | TPMC | Módulos de filtrado Pos.71-01 completo | Filter Modules Pos.71-01 complete | MÓDULO DEL FILTRO DE IMPULSOS con estructura de filtrado montada, trípode y tubo de ventilador | "PULSE FILTER MODULE with mounted filter frames, tripod and blow pipe " | 3551 | 23MBL304 | AIR INTAKE SYSTEM | 1 | PCE | China P.R. |  | 23MBL |  |  |  |  | 2329 | S-2329-0011-A-23-3551-00234961-N | 6852 | 4624.33 | 4624.33 | 1155 | 290 | 388 | 5000165 Unit_2 steel parts China | 22658423 | 842139 | N | N
Polo | FAIST Anlagenbau GmbH Krumbach | TPMC | Estructura de soporte Pos.70-01 | Supporting structure Pos.70-01 | Apoyo 70-01-03 | supporting | 3551 | 23MBL304 | AIR INTAKE SYSTEM | 1 | PCE | China P.R. |  | 23MBL |  |  |  |  | 2329 | S-2329-0012-A-23-3551-00234961-N | 12820 | 11298.1 | 2231.2 | 1031 | 262 | 238 | 5000165 Unit_2 steel parts China | 22658424 | 842139 | N | N
Polo | FAIST Anlagenbau GmbH Krumbach | TPMC | Estructura de soporte Pos.70-01 | Supporting structure Pos.70-01 | Apoyo 70-01-04 | supporting | 3551 | 23MBL304 | AIR INTAKE SYSTEM | 1 | PCE | China P.R. |  | 23MBL |  |  |  |  | 2329 | S-2329-0012-A-23-3551-00234961-N | 12820 | 11298.1 | 2838.6 | 1031 | 262 | 238 | 5000165 Unit_2 steel parts China | 22658425 | 842139 | N | N
Polo | FAIST Anlagenbau GmbH Krumbach | TPMC | Estructura de soporte Pos.70-01 | Supporting structure Pos.70-01 | Apoyo 70-01-09 | supporting | 3551 | 23MBL304 | AIR INTAKE SYSTEM | 1 | PCE | China P.R. |  | 23MBL |  |  |  |  | 2329 | S-2329-0012-A-23-3551-00234961-N | 12820 | 11298.1 | 2164.4 | 1031 | 262 | 238 | 5000165 Unit_2 steel parts China | 22658426 | 842139 | N | N
Polo | FAIST Anlagenbau GmbH Krumbach | TPMC | Estructura de soporte Pos.70-01 | Supporting structure Pos.70-01 | Apoyo 70-01-10 | supporting | 3551 | 23MBL304 | AIR INTAKE SYSTEM | 1 | PCE | China P.R. |  | 23MBL |  |  |  |  | 2329 | S-2329-0012-A-23-3551-00234961-N | 12820 | 11298.1 | 2802.5 | 1031 | 262 | 238 | 5000165 Unit_2 steel parts China | 22658427 | 842139 | N | N
Polo | FAIST Anlagenbau GmbH Krumbach | TPMC | Estructura de soporte Pos.70-01 | Supporting structure Pos.70-01 | Apoyo 70-01-24 | supporting | 3551 | 23MBL304 | AIR INTAKE SYSTEM | 2 | PCE | China P.R. |  | 23MBL |  |  |  |  | 2329 | S-2329-0012-A-23-3551-00234961-N | 12820 | 11298.1 | 293.4 | 1031 | 262 | 238 | 5000165 Unit_2 steel parts China | 22658428 | 842139 | N | N
Polo | FAIST Anlagenbau GmbH Krumbach | TPMC | Estructura de soporte Pos.70-01 | Supporting structure Pos.70-01 | Apoyo 70-01-25 | supporting | 3551 | 23MBL304 | AIR INTAKE SYSTEM | 1 | PCE | China P.R. |  | 23MBL |  |  |  |  | 2329 | S-2329-0012-A-23-3551-00234961-N | 12820 | 11298.1 | 137.4 | 1031 | 262 | 238 | 5000165 Unit_2 steel parts China | 22658429 | 842139 | N | N
Polo | FAIST Anlagenbau GmbH Krumbach | TPMC | Estructura de soporte Pos.70-01 | Supporting structure Pos.70-01 | Apoyo 70-01-26 | supporting | 3551 | 23MBL304 | AIR INTAKE SYSTEM | 2 | PCE | China P.R. |  | 23MBL |  |  |  |  | 2329 | S-2329-0012-A-23-3551-00234961-N | 12820 | 11298.1 | 386.8 | 1031 | 262 | 238 | 5000165 Unit_2 steel parts China | 22658430 | 842139 | N | N
Polo | FAIST Anlagenbau GmbH Krumbach | TPMC | Estructura de soporte Pos.70-01 | Supporting structure Pos.70-01 | Apoyo 70-01-27 | supporting | 3551 | 23MBL304 | AIR INTAKE SYSTEM | 2 | PCE | China P.R. |  | 23MBL |  |  |  |  | 2329 | S-2329-0012-A-23-3551-00234961-N | 12820 | 11298.1 | 139.4 | 1031 | 262 | 238 | 5000165 Unit_2 steel parts China | 22658431 | 842139 | N | N
Polo | FAIST Anlagenbau GmbH Krumbach | TPMC | Estructura de soporte Pos.70-01 | Supporting structure Pos.70-01 | Apoyo 70-01-28 | supporting | 3551 | 23MBL304 | AIR INTAKE SYSTEM | 1 | PCE | China P.R. |  | 23MBL |  |  |  |  | 2329 | S-2329-0012-A-23-3551-00234961-N | 12820 | 11298.1 | 123.4 | 1031 | 262 | 238 | 5000165 Unit_2 steel parts China | 22658432 | 842139 | N | N
Polo | FAIST Anlagenbau GmbH Krumbach | TPMC | Estructura de soporte Pos.70-01 | Supporting structure Pos.70-01 | Apoyo 70-01-29 | supporting | 3551 | 23MBL304 | AIR INTAKE SYSTEM | 1 | PCE | China P.R. |  | 23MBL |  |  |  |  | 2329 | S-2329-0012-A-23-3551-00234961-N | 12820 | 11298.1 | 181 | 1031 | 262 | 238 | 5000165 Unit_2 steel parts China | 22658433 | 842139 | N | N
Polo | FAIST Anlagenbau GmbH Krumbach | TPMC | Módulos de filtrado Pos.71-01 completo | Filter Modules Pos.71-01 complete | MÓDULO DEL FILTRO DE IMPULSOS con estructura de filtrado montada, trípode y tubo de ventilador | "PULSE FILTER MODULE with mounted filter frames, tripod and blow pipe " | 3551 | 23MBL304 | AIR INTAKE SYSTEM | 1 | PCE | China P.R. |  | 23MBL |  |  |  |  | 2329 | S-2329-0013-A-23-3551-00234961-N | 6301 | 4624.33 | 4624.33 | 1155 | 290 | 388 | 5000165 Unit_2 steel parts China | 22658434 | 842139 | N | N
Polo | FAIST Anlagenbau GmbH Krumbach | TPMC | Módulos de filtrado Pos.71-01 completo | Filter Modules Pos.71-01 complete | MÓDULO DEL FILTRO DE IMPULSOS con estructura de filtrado montada, trípode y tubo de ventilador | "PULSE FILTER MODULE with mounted filter frames, tripod and blow pipe " | 3551 | 23MBL304 | AIR INTAKE SYSTEM | 1 | PCE | China P.R. |  | 23MBL |  |  |  |  | 2329 | S-2329-0014-A-23-3551-00234961-N | 8003 | 5726.87 | 5726.87 | 1155 | 290 | 398 | 5000165 Unit_2 steel parts China | 22658435 | 842139 | N | N
Polo | FAIST Anlagenbau GmbH Krumbach | TPMC | Módulos de filtrado Pos.71-01 completo | Filter Modules Pos.71-01 complete | MÓDULO DEL FILTRO DE IMPULSOS con estructura de filtrado montada, trípode y tubo de ventilador | "PULSE FILTER MODULE with mounted filter frames, tripod and blow pipe " | 3551 | 23MBL304 | AIR INTAKE SYSTEM | 1 | PCE | China P.R. |  | 23MBL |  |  |  |  | 2329 | S-2329-0015-A-23-3551-00234961-N | 7447 | 5770.85 | 5770.85 | 1155 | 290 | 398 | 5000165 Unit_2 steel parts China | 22658436 | 842139 | N | N
Polo | FAIST Anlagenbau GmbH Krumbach | TPMC | Plenum Pos.71-15 | Plenum Pos.71-15 | Adaptador redondo de panel lateral DCH | Adapter rounded Side panel R | 3551 | 23MBL304 | AIR INTAKE SYSTEM | 1 | PCE | China P.R. |  | 23MBL |  |  |  |  | 2329 | S-2329-0016-A-23-3551-00234961-N | 10344 | 8194.28 | 1055.4 | 728 | 467 | 328 | 5000165 Unit_2 steel parts China | 22658437 | 842139 | N | N
Polo | FAIST Anlagenbau GmbH Krumbach | TPMC | Plenum Pos.71-15 | Plenum Pos.71-15 | Adaptador redondo de panel lateral IZQ | Adapter rounded Side panel L | 3551 | 23MBL304 | AIR INTAKE SYSTEM | 1 | PCE | China P.R. |  | 23MBL |  |  |  |  | 2329 | S-2329-0016-A-23-3551-00234961-N | 10344 | 8194.28 | 1055.4 | 728 | 467 | 328 | 5000165 Unit_2 steel parts China | 22658438 | 842139 | N | N
Polo | FAIST Anlagenbau GmbH Krumbach | TPMC | Plenum Pos.71-15 | Plenum Pos.71-15 | Pieza superior con apertura | Upper part with opening | 3551 | 23MBL304 | AIR INTAKE SYSTEM | 1 | PCE | China P.R. |  | 23MBL |  |  |  |  | 2329 | S-2329-0016-A-23-3551-00234961-N | 10344 | 8194.28 | 1218.33 | 728 | 467 | 328 | 5000165 Unit_2 steel parts China | 22658439 | 842139 | N | N
Polo | FAIST Anlagenbau GmbH Krumbach | TPMC | Plenum Pos.71-15 | Plenum Pos.71-15 | Pieza superior intermedia | Upper part middle | 3551 | 23MBL304 | AIR INTAKE SYSTEM | 8 | PCE | China P.R. |  | 23MBL |  |  |  |  | 2329 | S-2329-0016-A-23-3551-00234961-N | 10344 | 8194.28 | 4865.15 | 728 | 467 | 328 | 5000165 Unit_2 steel parts China | 22658440 | 842139 | N | N
Polo | FAIST Anlagenbau GmbH Krumbach | TPMC | Plenum Pos.71-15 | Plenum Pos.71-15 | Pieza superior izquierda | Upper part left | 3551 | 23MBL304 | AIR INTAKE SYSTEM | 1 | PCE | China P.R. |  | 23MBL |  |  |  |  | 2329 | S-2329-0017-A-23-3551-00234961-N | 11697 | 9827.09 | 574.33 | 974 | 300 | 334 | 5000165 Unit_2 steel parts China | 22658441 | 842139 | N | N
Polo | FAIST Anlagenbau GmbH Krumbach | TPMC | Plenum Pos.71-15 | Plenum Pos.71-15 | Pieza superior derecha | Upper part right | 3551 | 23MBL304 | AIR INTAKE SYSTEM | 1 | PCE | China P.R. |  | 23MBL |  |  |  |  | 2329 | S-2329-0017-A-23-3551-00234961-N | 11697 | 9827.09 | 574.33 | 974 | 300 | 334 | 5000165 Unit_2 steel parts China | 22658442 | 842139 | N | N
Polo | FAIST Anlagenbau GmbH Krumbach | TPMC | Plenum Pos.71-15 | Plenum Pos.71-15 | Pieza inferior izquierda | Lower part left | 3551 | 23MBL304 | AIR INTAKE SYSTEM | 1 | PCE | China P.R. |  | 23MBL |  |  |  |  | 2329 | S-2329-0017-A-23-3551-00234961-N | 11697 | 9827.09 | 969.23 | 974 | 300 | 334 | 5000165 Unit_2 steel parts China | 22658443 | 842139 | N | N
Polo | FAIST Anlagenbau GmbH Krumbach | TPMC | Plenum Pos.71-15 | Plenum Pos.71-15 | Pieza inferior derecha | Lower part right | 3551 | 23MBL304 | AIR INTAKE SYSTEM | 1 | PCE | China P.R. |  | 23MBL |  |  |  |  | 2329 | S-2329-0017-A-23-3551-00234961-N | 11697 | 9827.09 | 976.32 | 974 | 300 | 334 | 5000165 Unit_2 steel parts China | 22658444 | 842139 | N | N
Polo | FAIST Anlagenbau GmbH Krumbach | TPMC | Plenum Pos.71-15 | Plenum Pos.71-15 | Pieza inferior | Lower part | 3551 | 23MBL304 | AIR INTAKE SYSTEM | 4 | PCE | China P.R. |  | 23MBL |  |  |  |  | 2329 | S-2329-0017-A-23-3551-00234961-N | 11697 | 9827.09 | 3359.09 | 974 | 300 | 334 | 5000165 Unit_2 steel parts China | 22658445 | 842139 | N | N
Polo | FAIST Anlagenbau GmbH Krumbach | TPMC | Plenum Pos.71-15 | Plenum Pos.71-15 | Inferior medio | Bottom middle | 3551 | 23MBL304 | AIR INTAKE SYSTEM | 1 | PCE | China P.R. |  | 23MBL |  |  |  |  | 2329 | S-2329-0017-A-23-3551-00234961-N | 11697 | 9827.09 | 329.8 | 974 | 300 | 334 | 5000165 Unit_2 steel parts China | 22658446 | 842139 | N | N
Polo | FAIST Anlagenbau GmbH Krumbach | TPMC | Plenum Pos.71-15 | Plenum Pos.71-15 | Inferior medio | Bottom middle | 3551 | 23MBL304 | AIR INTAKE SYSTEM | 1 | PCE | China P.R. |  | 23MBL |  |  |  |  | 2329 | S-2329-0017-A-23-3551-00234961-N | 11697 | 9827.09 | 329.8 | 974 | 300 | 334 | 5000165 Unit_2 steel parts China | 22658447 | 842139 | N | N
Polo | FAIST Anlagenbau GmbH Krumbach | TPMC | Plenum Pos.71-15 | Plenum Pos.71-15 | Inferior medio | Bottom middle | 3551 | 23MBL304 | AIR INTAKE SYSTEM | 1 | PCE | China P.R. |  | 23MBL |  |  |  |  | 2329 | S-2329-0017-A-23-3551-00234961-N | 11697 | 9827.09 | 612.25 | 974 | 300 | 334 | 5000165 Unit_2 steel parts China | 22658448 | 842139 | N | N
Polo | FAIST Anlagenbau GmbH Krumbach | TPMC | Plenum Pos.71-15 | Plenum Pos.71-15 | Parte inferior redonda | Bottom rounded right | 3551 | 23MBL304 | AIR INTAKE SYSTEM | 1 | PCE | China P.R. |  | 23MBL |  |  |  |  | 2329 | S-2329-0017-A-23-3551-00234961-N | 11697 | 9827.09 | 258.77 | 974 | 300 | 334 | 5000165 Unit_2 steel parts China | 22658449 | 842139 | N | N
Polo | FAIST Anlagenbau GmbH Krumbach | TPMC | Plenum Pos.71-15 | Plenum Pos.71-15 | Parte inferior izquierda | Bottom rounded left | 3551 | 23MBL304 | AIR INTAKE SYSTEM | 1 | PCE | China P.R. |  | 23MBL |  |  |  |  | 2329 | S-2329-0017-A-23-3551-00234961-N | 11697 | 9827.09 | 258.64 | 974 | 300 | 334 | 5000165 Unit_2 steel parts China | 22658450 | 842139 | N | N
Polo | FAIST Anlagenbau GmbH Krumbach | TPMC | Plenum Pos.71-15 | Plenum Pos.71-15 | Parte inferior derecha | Bottom right | 3551 | 23MBL304 | AIR INTAKE SYSTEM | 1 | PCE | China P.R. |  | 23MBL |  |  |  |  | 2329 | S-2329-0017-A-23-3551-00234961-N | 11697 | 9827.09 | 374.26 | 974 | 300 | 334 | 5000165 Unit_2 steel parts China | 22658452 | 842139 | N | N
Polo | FAIST Anlagenbau GmbH Krumbach | TPMC | Plenum Pos.71-15 | Plenum Pos.71-15 | Parte inferior izquierda | Bottom left | 3551 | 23MBL304 | AIR INTAKE SYSTEM | 1 | PCE | China P.R. |  | 23MBL |  |  |  |  | 2329 | S-2329-0017-A-23-3551-00234961-N | 11697 | 9827.09 | 374.27 | 974 | 300 | 334 | 5000165 Unit_2 steel parts China | 22658453 | 842139 | N | N
Polo | FAIST Anlagenbau GmbH Krumbach | TPMC | Plenum Pos.71-15 | Plenum Pos.71-15 | Parte inferior con orificio de panel | Bottom with Baffels hole | 3551 | 23MBL304 | AIR INTAKE SYSTEM | 1 | PCE | China P.R. |  | 23MBL |  |  |  |  | 2329 | S-2329-0017-A-23-3551-00234961-N | 11697 | 9827.09 | 836 | 974 | 300 | 334 | 5000165 Unit_2 steel parts China | 22658451 | 842139 | N | N
Polo | FAIST Anlagenbau GmbH Krumbach | TPMC | Plenum Pos.71-15 | Plenum Pos.71-15 | Panel delantero del techo | Front-Roof panel | 3551 | 23MBL304 | AIR INTAKE SYSTEM | 1 | PCE | China P.R. |  | 23MBL |  |  |  |  | 2329 | S-2329-0018-A-23-3551-00234961-N | 6741 | 2874.02 | 2874.02 | 1284 | 401 | 300 | 5000165 Unit_2 steel parts China | 22658454 | 842139 | N | N
Polo | FAIST Anlagenbau GmbH Krumbach | TPMC | Conducto de salida de aire Pos. 72-01 | Air Outlet Duct Pos. 72-01 | Pieza inferior conducto entrada de aire con puerta montada | air intake duct lower part with mounted door | 3551 | 23MBL304 | AIR INTAKE SYSTEM | 2 | PCE | China P.R. |  | 23MBL |  |  |  |  | 2329 | S-2329-0019-A-23-3551-00234961-N | 6408 | 5692 | 5692 | 991 | 230 | 350 | 5000165 Unit_2 steel parts China | 22658455 | 842139 | N | N
Polo | FAIST Anlagenbau GmbH Krumbach | TPMC | 'Conducto de salida de aire Pos. 72-01 Cono de entrada exterior 72-02 Tira de apriete Pos.72-19' | 'Air Outlet Duct Pos. 72-01 Outer intake cone 72-02 Tightening strip Pos.72-19' | Pieza superior conducto entrada montada con placas | air intake duct upper part with mounted plates | 3551 | 23MBL304 | AIR INTAKE SYSTEM | 1 | PCE | China P.R. |  | 23MBL |  |  |  |  | 2329 | S-2329-0020-A-23-3551-00234961-N | 9741 | 8402.15 | 7035.2 | 1010 | 231 | 397 | 5000165 Unit_2 steel parts China | 22658456 | 842139 | N | N
Polo | FAIST Anlagenbau GmbH Krumbach | TPMC | 'Conducto de salida de aire Pos. 72-01 Cono de entrada exterior 72-02 Tira de apriete Pos.72-19' | 'Air Outlet Duct Pos. 72-01 Outer intake cone 72-02 Tightening strip Pos.72-19' | Apoyo | Support | 3551 | 23MBL304 | AIR INTAKE SYSTEM | 2 | PCE | China P.R. |  | 23MBL |  |  |  |  | 2329 | S-2329-0020-A-23-3551-00234961-N | 9741 | 8402.15 | 505.6 | 1010 | 231 | 397 | 5000165 Unit_2 steel parts China | 22658457 | 842139 | N | N
Polo | FAIST Anlagenbau GmbH Krumbach | TPMC | 'Conducto de salida de aire Pos. 72-01 Cono de entrada exterior 72-02 Tira de apriete Pos.72-19' | 'Air Outlet Duct Pos. 72-01 Outer intake cone 72-02 Tightening strip Pos.72-19' | Estructura de soporte | Support structure | 3551 | 23MBL304 | AIR INTAKE SYSTEM | 2 | PCE | China P.R. |  | 23MBL |  |  |  |  | 2329 | S-2329-0020-A-23-3551-00234961-N | 9741 | 8402.15 | 667.6 | 1010 | 231 | 397 | 5000165 Unit_2 steel parts China | 22658458 | 842139 | N | N
Polo | FAIST Anlagenbau GmbH Krumbach | TPMC | 'Conducto de salida de aire Pos. 72-01 Cono de entrada exterior 72-02 Tira de apriete Pos.72-19' | 'Air Outlet Duct Pos. 72-01 Outer intake cone 72-02 Tightening strip Pos.72-19' | Soporte de drenaje | Holder for Drainage | 3551 | 23MBL304 | AIR INTAKE SYSTEM | 1 | PCE | China P.R. |  | 23MBL |  |  |  |  | 2329 | S-2329-0020-A-23-3551-00234961-N | 9741 | 8402.15 | 1.8 | 1010 | 231 | 397 | 5000165 Unit_2 steel parts China | 22658459 | 842139 | N | N
Polo | FAIST Anlagenbau GmbH Krumbach | TPMC | 'Conducto de salida de aire Pos. 72-01 Cono de entrada exterior 72-02 Tira de apriete Pos.72-19' | 'Air Outlet Duct Pos. 72-01 Outer intake cone 72-02 Tightening strip Pos.72-19' | Drenaje | Drainage | 3551 | 23MBL304 | AIR INTAKE SYSTEM | 1 | PCE | China P.R. |  | 23MBL |  |  |  |  | 2329 | S-2329-0020-A-23-3551-00234961-N | 9741 | 8402.15 | 19.5 | 1010 | 231 | 397 | 5000165 Unit_2 steel parts China | 22658460 | 842139 | N | N
Polo | FAIST Anlagenbau GmbH Krumbach | TPMC | 'Conducto de salida de aire Pos. 72-01 Cono de entrada exterior 72-02 Tira de apriete Pos.72-19' | 'Air Outlet Duct Pos. 72-01 Outer intake cone 72-02 Tightening strip Pos.72-19' | Anillo de ajuste | Fastening ring | 3551 | 23MBL304 | AIR INTAKE SYSTEM | 2 | PCE | China P.R. |  | 23MBL |  |  |  |  | 2329 | S-2329-0020-A-23-3551-00234961-N | 9741 | 8402.15 | 54.4 | 1010 | 231 | 397 | 5000165 Unit_2 steel parts China | 22658461 | 842139 | N | N
Polo | FAIST Anlagenbau GmbH Krumbach | TPMC | 'Conducto de salida de aire Pos. 72-01 Cono de entrada exterior 72-02 Tira de apriete Pos.72-19' | 'Air Outlet Duct Pos. 72-01 Outer intake cone 72-02 Tightening strip Pos.72-19' | Hoja de relleno | Filling sheet | 3551 | 23MBL304 | AIR INTAKE SYSTEM | 8 | PCE | China P.R. |  | 23MBL |  |  |  |  | 2329 | S-2329-0020-A-23-3551-00234961-N | 9741 | 8402.15 | 25.6 | 1010 | 231 | 397 | 5000165 Unit_2 steel parts China | 22658462 | 842139 | N | N
Polo | FAIST Anlagenbau GmbH Krumbach | TPMC | 'Conducto de salida de aire Pos. 72-01 Cono de entrada exterior 72-02 Tira de apriete Pos.72-19' | 'Air Outlet Duct Pos. 72-01 Outer intake cone 72-02 Tightening strip Pos.72-19' | Hoja de relleno | Filling sheet | 3551 | 23MBL304 | AIR INTAKE SYSTEM | 16 | PCE | China P.R. |  | 23MBL |  |  |  |  | 2329 | S-2329-0020-A-23-3551-00234961-N | 9741 | 8402.15 | 20.8 | 1010 | 231 | 397 | 5000165 Unit_2 steel parts China | 22658463 | 842139 | N | N
Polo | FAIST Anlagenbau GmbH Krumbach | TPMC | 'Conducto de salida de aire Pos. 72-01 Cono de entrada exterior 72-02 Tira de apriete Pos.72-19' | 'Air Outlet Duct Pos. 72-01 Outer intake cone 72-02 Tightening strip Pos.72-19' | Hoja de relleno | Filling sheet | 3551 | 23MBL304 | AIR INTAKE SYSTEM | 24 | PCE | China P.R. |  | 23MBL |  |  |  |  | 2329 | S-2329-0020-A-23-3551-00234961-N | 9741 | 8402.15 | 14.4 | 1010 | 231 | 397 | 5000165 Unit_2 steel parts China | 22658464 | 842139 | N | N
Polo | FAIST Anlagenbau GmbH Krumbach | TPMC | 'Conducto de salida de aire Pos. 72-01 Cono de entrada exterior 72-02 Tira de apriete Pos.72-19' | 'Air Outlet Duct Pos. 72-01 Outer intake cone 72-02 Tightening strip Pos.72-19' | Elevación para transporte | Hoist for Transport | 3551 | 23MBL304 | AIR INTAKE SYSTEM | 4 | PCE | China P.R. |  | 23MBL |  |  |  |  | 2329 | S-2329-0020-A-23-3551-00234961-N | 9741 | 8402.15 | 32 | 1010 | 231 | 397 | 5000165 Unit_2 steel parts China | 22658465 | 842139 | N | N
Polo | FAIST Anlagenbau GmbH Krumbach | TPMC | 'Conducto de salida de aire Pos. 72-01 Cono de entrada exterior 72-02 Tira de apriete Pos.72-19' | 'Air Outlet Duct Pos. 72-01 Outer intake cone 72-02 Tightening strip Pos.72-19' | Ángulo de sujeción | Fastening angle | 3551 | 23MBL304 | AIR INTAKE SYSTEM | 20 | PCE | China P.R. |  | 23MBL |  |  |  |  | 2329 | S-2329-0020-A-23-3551-00234961-N | 9741 | 8402.15 | 21.8 | 1010 | 231 | 397 | 5000165 Unit_2 steel parts China | 22658466 | 842139 | N | N
Polo | FAIST Anlagenbau GmbH Krumbach | TPMC | 'Conducto de salida de aire Pos. 72-01 Cono de entrada exterior 72-02 Tira de apriete Pos.72-19' | 'Air Outlet Duct Pos. 72-01 Outer intake cone 72-02 Tightening strip Pos.72-19' | Tira de apriete | Tightening strip | 3551 | 23MBL304 | AIR INTAKE SYSTEM | 2 | PCE | China P.R. |  | 23MBL |  |  |  |  | 2329 | S-2329-0020-A-23-3551-00234961-N | 9741 | 8402.15 | 1.28 | 1010 | 231 | 397 | 5000165 Unit_2 steel parts China | 22658467 | 842139 | N | N
Polo | FAIST Anlagenbau GmbH Krumbach | TPMC | 'Conducto de salida de aire Pos. 72-01 Cono de entrada exterior 72-02 Tira de apriete Pos.72-19' | 'Air Outlet Duct Pos. 72-01 Outer intake cone 72-02 Tightening strip Pos.72-19' | Tira de apriete | Tightening strip | 3551 | 23MBL304 | AIR INTAKE SYSTEM | 2 | PCE | China P.R. |  | 23MBL |  |  |  |  | 2329 | S-2329-0020-A-23-3551-00234961-N | 9741 | 8402.15 | 1.45 | 1010 | 231 | 397 | 5000165 Unit_2 steel parts China | 22658468 | 842139 | N | N
Polo | FAIST Anlagenbau GmbH Krumbach | TPMC | 'Conducto de salida de aire Pos. 72-01 Cono de entrada exterior 72-02 Tira de apriete Pos.72-19' | 'Air Outlet Duct Pos. 72-01 Outer intake cone 72-02 Tightening strip Pos.72-19' | Acero plano con suspensión | Flat steel with hanger | 3551 | 23MBL304 | AIR INTAKE SYSTEM | 2 | PCE | China P.R. |  | 23MBL |  |  |  |  | 2329 | S-2329-0020-A-23-3551-00234961-N | 9741 | 8402.15 | 0.36 | 1010 | 231 | 397 | 5000165 Unit_2 steel parts China | 22658469 | 842139 | N | N
Polo | FAIST Anlagenbau GmbH Krumbach | TPMC | 'Conducto de salida de aire Pos. 72-01 Cono de entrada exterior 72-02 Tira de apriete Pos.72-19' | 'Air Outlet Duct Pos. 72-01 Outer intake cone 72-02 Tightening strip Pos.72-19' | Acero plano como tira de apriete | Tightening strip flat steel | 3551 | 23MBL304 | AIR INTAKE SYSTEM | 2 | PCE | China P.R. |  | 23MBL |  |  |  |  | 2329 | S-2329-0020-A-23-3551-00234961-N | 9741 | 8402.15 | 0.08 | 1010 | 231 | 397 | 5000165 Unit_2 steel parts China | 22658470 | 842139 | N | N
Polo | FAIST Anlagenbau GmbH Krumbach | TPMC | 'Conducto de salida de aire Pos. 72-01 Cono de entrada exterior 72-02 Tira de apriete Pos.72-19' | 'Air Outlet Duct Pos. 72-01 Outer intake cone 72-02 Tightening strip Pos.72-19' | Acero plano como tira de apriete | Tightening strip flat steel | 3551 | 23MBL304 | AIR INTAKE SYSTEM | 2 | PCE | China P.R. |  | 23MBL |  |  |  |  | 2329 | S-2329-0020-A-23-3551-00234961-N | 9741 | 8402.15 | 0.1 | 1010 | 231 | 397 | 5000165 Unit_2 steel parts China | 22658471 | 842139 | N | N
Polo | FAIST Anlagenbau GmbH Krumbach | TPMC | 'Conducto de salida de aire Pos. 72-01 Cono de entrada exterior 72-02 Tira de apriete Pos.72-19' | 'Air Outlet Duct Pos. 72-01 Outer intake cone 72-02 Tightening strip Pos.72-19' | Hoja de metal para Pos.72-19-05 | sheet metal for Pos.72-19-05 | 3551 | 23MBL304 | AIR INTAKE SYSTEM | 2 | PCE | China P.R. |  | 23MBL |  |  |  |  | 2329 | S-2329-0020-A-23-3551-00234961-N | 9741 | 8402.15 | 0.04 | 1010 | 231 | 397 | 5000165 Unit_2 steel parts China | 22658472 | 842139 | N | N
Polo | FAIST Anlagenbau GmbH Krumbach | TPMC | 'Conducto de salida de aire Pos. 72-01 Cono de entrada exterior 72-02 Tira de apriete Pos.72-19' | 'Air Outlet Duct Pos. 72-01 Outer intake cone 72-02 Tightening strip Pos.72-19' | Gancho de tornillo M8 | Screw hook M8 | 3551 | 23MBL304 | AIR INTAKE SYSTEM | 2 | PCE | China P.R. |  | 23MBL |  |  |  |  | 2329 | S-2329-0020-A-23-3551-00234961-N | 9741 | 8402.15 | 0.07 | 1010 | 231 | 397 | 5000165 Unit_2 steel parts China | 22658473 | 842139 | N | N
Polo | FAIST Anlagenbau GmbH Krumbach | TPMC | 'Conducto de salida de aire Pos. 72-01 Cono de entrada exterior 72-02 Tira de apriete Pos.72-19' | 'Air Outlet Duct Pos. 72-01 Outer intake cone 72-02 Tightening strip Pos.72-19' | Gancho de tornillo M8 izquierdo | Screw hook M8 left | 3551 | 23MBL304 | AIR INTAKE SYSTEM | 2 | PCE | China P.R. |  | 23MBL |  |  |  |  | 2329 | S-2329-0020-A-23-3551-00234961-N | 9741 | 8402.15 | 0.07 | 1010 | 231 | 397 | 5000165 Unit_2 steel parts China | 22658474 | 842139 | N | N
Polo | FAIST Anlagenbau GmbH Krumbach | TPMC | Pieza intermedia | ' Intermidiate piece72-04' | Pieza intermedia con puerta | Intermediate Piece with door | 3551 | 23MBL304 | AIR INTAKE SYSTEM | 1 | PCE | China P.R. |  | 23MBL |  |  |  |  | 2329 | S-2329-0021-A-23-3551-00234961-N | 3183 | 2720.15 | 2720.15 | 1030 | 240 | 170 | 5000165 Unit_2 steel parts China | 22658475 | 842139 | N | N
Polo | FAIST Anlagenbau GmbH Krumbach | TPMC | Conducto de aleta Pos.72-03 | Flap duct Pos.72-03 | Conducto plegable | Flap duct | 3551 | 23MBL304 | AIR INTAKE SYSTEM | 1 | PCE | China P.R. |  | 23MBL |  |  |  |  | 2329 | S-2329-0022-A-23-3551-00234961-N | 6392 | 5811 | 5811 | 1088 | 267 | 260 | 5000165 Unit_2 steel parts China | 22658476 | 842139 | N | N
Polo | FAIST Anlagenbau GmbH Krumbach | TPMC | Estructura de soporte Pos.70-01 | Supporting structure Pos.70-01 | Apoyo 70-01-06 | supporting | 3551 | 23MBL304 | AIR INTAKE SYSTEM | 1 | PCE | China P.R. |  | 23MBL |  |  |  |  | 2329 | S-2329-0023-A-23-3551-00234961-N | 12850 | 11367.9 | 1184.3 | 764 | 262 | 238 | 5000165 Unit_2 steel parts China | 22658477 | 842139 | N | N
Polo | FAIST Anlagenbau GmbH Krumbach | TPMC | Estructura de soporte Pos.70-01 | Supporting structure Pos.70-01 | Apoyo 70-01-07 | supporting | 3551 | 23MBL304 | AIR INTAKE SYSTEM | 1 | PCE | China P.R. |  | 23MBL |  |  |  |  | 2329 | S-2329-0023-A-23-3551-00234961-N | 12850 | 11367.9 | 1572.5 | 764 | 262 | 238 | 5000165 Unit_2 steel parts China | 22658478 | 842139 | N | N
Polo | FAIST Anlagenbau GmbH Krumbach | TPMC | Estructura de soporte Pos.70-01 | Supporting structure Pos.70-01 | Apoyo 70-01-12 | supporting | 3551 | 23MBL304 | AIR INTAKE SYSTEM | 1 | PCE | China P.R. |  | 23MBL |  |  |  |  | 2329 | S-2329-0023-A-23-3551-00234961-N | 12850 | 11367.9 | 1846.4 | 764 | 262 | 238 | 5000165 Unit_2 steel parts China | 22658479 | 842139 | N | N
Polo | FAIST Anlagenbau GmbH Krumbach | TPMC | Estructura de soporte Pos.70-01 | Supporting structure Pos.70-01 | Apoyo 70-01-13 | supporting | 3551 | 23MBL304 | AIR INTAKE SYSTEM | 1 | PCE | China P.R. |  | 23MBL |  |  |  |  | 2329 | S-2329-0023-A-23-3551-00234961-N | 12850 | 11367.9 | 1846.4 | 764 | 262 | 238 | 5000165 Unit_2 steel parts China | 22658480 | 842139 | N | N
Polo | FAIST Anlagenbau GmbH Krumbach | TPMC | Estructura de soporte Pos.70-01 | Supporting structure Pos.70-01 | Apoyo 70-01-14 | supporting | 3551 | 23MBL304 | AIR INTAKE SYSTEM | 1 | PCE | China P.R. |  | 23MBL |  |  |  |  | 2329 | S-2329-0023-A-23-3551-00234961-N | 12850 | 11367.9 | 1106.7 | 764 | 262 | 238 | 5000165 Unit_2 steel parts China | 22658481 | 842139 | N | N
Polo | FAIST Anlagenbau GmbH Krumbach | TPMC | Estructura de soporte Pos.70-01 | Supporting structure Pos.70-01 | Apoyo 70-01-15 | supporting | 3551 | 23MBL304 | AIR INTAKE SYSTEM | 1 | PCE | China P.R. |  | 23MBL |  |  |  |  | 2329 | S-2329-0023-A-23-3551-00234961-N | 12850 | 11367.9 | 1106.7 | 764 | 262 | 238 | 5000165 Unit_2 steel parts China | 22658482 | 842139 | N | N
Polo | FAIST Anlagenbau GmbH Krumbach | TPMC | Estructura de soporte Pos.70-01 | Supporting structure Pos.70-01 | Apoyo 70-01-30 | supporting | 3551 | 23MBL304 | AIR INTAKE SYSTEM | 2 | PCE | China P.R. |  | 23MBL |  |  |  |  | 2329 | S-2329-0023-A-23-3551-00234961-N | 12850 | 11367.9 | 572 | 764 | 262 | 238 | 5000165 Unit_2 steel parts China | 22658483 | 842139 | N | N
Polo | FAIST Anlagenbau GmbH Krumbach | TPMC | Estructura de soporte Pos.70-01 | Supporting structure Pos.70-01 | Apoyo 70-01-31 | supporting | 3551 | 23MBL304 | AIR INTAKE SYSTEM | 1 | PCE | China P.R. |  | 23MBL |  |  |  |  | 2329 | S-2329-0023-A-23-3551-00234961-N | 12850 | 11367.9 | 200.4 | 764 | 262 | 238 | 5000165 Unit_2 steel parts China | 22658484 | 842139 | N | N
Polo | FAIST Anlagenbau GmbH Krumbach | TPMC | Estructura de soporte Pos.70-01 | Supporting structure Pos.70-01 | Apoyo 70-01-32 | supporting | 3551 | 23MBL304 | AIR INTAKE SYSTEM | 1 | PCE | China P.R. |  | 23MBL |  |  |  |  | 2329 | S-2329-0023-A-23-3551-00234961-N | 12850 | 11367.9 | 204.7 | 764 | 262 | 238 | 5000165 Unit_2 steel parts China | 22658485 | 842139 | N | N
Polo | FAIST Anlagenbau GmbH Krumbach | TPMC | Estructura de soporte Pos.70-01 | Supporting structure Pos.70-01 | Apoyo 70-01-33 | supporting | 3551 | 23MBL304 | AIR INTAKE SYSTEM | 1 | PCE | China P.R. |  | 23MBL |  |  |  |  | 2329 | S-2329-0023-A-23-3551-00234961-N | 12850 | 11367.9 | 214 | 764 | 262 | 238 | 5000165 Unit_2 steel parts China | 22658486 | 842139 | N | N
Polo | FAIST Anlagenbau GmbH Krumbach | TPMC | Estructura de soporte Pos.70-01 | Supporting structure Pos.70-01 | Apoyo 70-01-34 | supporting | 3551 | 23MBL304 | AIR INTAKE SYSTEM | 2 | PCE | China P.R. |  | 23MBL |  |  |  |  | 2329 | S-2329-0023-A-23-3551-00234961-N | 12850 | 11367.9 | 204.6 | 764 | 262 | 238 | 5000165 Unit_2 steel parts China | 22658487 | 842139 | N | N
Polo | FAIST Anlagenbau GmbH Krumbach | TPMC | Estructura de soporte Pos.70-01 | Supporting structure Pos.70-01 | Apoyo 70-01-35 | supporting | 3551 | 23MBL304 | AIR INTAKE SYSTEM | 1 | PCE | China P.R. |  | 23MBL |  |  |  |  | 2329 | S-2329-0023-A-23-3551-00234961-N | 12850 | 11367.9 | 79.9 | 764 | 262 | 238 | 5000165 Unit_2 steel parts China | 22658488 | 842139 | N | N
Polo | FAIST Anlagenbau GmbH Krumbach | TPMC | Estructura de soporte Pos.70-01 | Supporting structure Pos.70-01 | Apoyo 70-01-36 | supporting | 3551 | 23MBL304 | AIR INTAKE SYSTEM | 1 | PCE | China P.R. |  | 23MBL |  |  |  |  | 2329 | S-2329-0023-A-23-3551-00234961-N | 12850 | 11367.9 | 153.2 | 764 | 262 | 238 | 5000165 Unit_2 steel parts China | 22658489 | 842139 | N | N
Polo | FAIST Anlagenbau GmbH Krumbach | TPMC | Estructura de soporte Pos.70-01 | Supporting structure Pos.70-01 | Apoyo 70-01-37 | supporting | 3551 | 23MBL304 | AIR INTAKE SYSTEM | 1 | PCE | China P.R. |  | 23MBL |  |  |  |  | 2329 | S-2329-0023-A-23-3551-00234961-N | 12850 | 11367.9 | 196 | 764 | 262 | 238 | 5000165 Unit_2 steel parts China | 22658490 | 842139 | N | N
Polo | FAIST Anlagenbau GmbH Krumbach | TPMC | Estructura de soporte Pos.70-01 | Supporting structure Pos.70-01 | Apoyo 70-01-38 | supporting | 3551 | 23MBL304 | AIR INTAKE SYSTEM | 1 | PCE | China P.R. |  | 23MBL |  |  |  |  | 2329 | S-2329-0023-A-23-3551-00234961-N | 12850 | 11367.9 | 44.3 | 764 | 262 | 238 | 5000165 Unit_2 steel parts China | 22658491 | 842139 | N | N
Polo | FAIST Anlagenbau GmbH Krumbach | TPMC | Estructura de soporte Pos.70-01 | Supporting structure Pos.70-01 | Apoyo 70-01-39 | supporting | 3551 | 23MBL304 | AIR INTAKE SYSTEM | 1 | PCE | China P.R. |  | 23MBL |  |  |  |  | 2329 | S-2329-0023-A-23-3551-00234961-N | 12850 | 11367.9 | 190.1 | 764 | 262 | 238 | 5000165 Unit_2 steel parts China | 22658492 | 842139 | N | N
Polo | FAIST Anlagenbau GmbH Krumbach | TPMC | Estructura de soporte Pos.70-01 | Supporting structure Pos.70-01 | Diagonales 70-01-45 | diagonals | 3551 | 23MBL304 | AIR INTAKE SYSTEM | 2 | PCE | China P.R. |  | 23MBL |  |  |  |  | 2329 | S-2329-0023-A-23-3551-00234961-N | 12850 | 11367.9 | 63.2 | 764 | 262 | 238 | 5000165 Unit_2 steel parts China | 22658493 | 842139 | N | N
Polo | FAIST Anlagenbau GmbH Krumbach | TPMC | Estructura de soporte Pos.70-01 | Supporting structure Pos.70-01 | Diagonales 70-01-46 | diagonals | 3551 | 23MBL304 | AIR INTAKE SYSTEM | 1 | PCE | China P.R. |  | 23MBL |  |  |  |  | 2329 | S-2329-0023-A-23-3551-00234961-N | 12850 | 11367.9 | 38.6 | 764 | 262 | 238 | 5000165 Unit_2 steel parts China | 22658494 | 842139 | N | N
Polo | FAIST Anlagenbau GmbH Krumbach | TPMC | Estructura de soporte Pos.70-01 | Supporting structure Pos.70-01 | Diagonales 70-01-47 | diagonals | 3551 | 23MBL304 | AIR INTAKE SYSTEM | 1 | PCE | China P.R. |  | 23MBL |  |  |  |  | 2329 | S-2329-0023-A-23-3551-00234961-N | 12850 | 11367.9 | 36.9 | 764 | 262 | 238 | 5000165 Unit_2 steel parts China | 22658495 | 842139 | N | N
Polo | FAIST Anlagenbau GmbH Krumbach | TPMC | Estructura de soporte Pos.70-01 | Supporting structure Pos.70-01 | Diagonales 70-01-48 | diagonals | 3551 | 23MBL304 | AIR INTAKE SYSTEM | 1 | PCE | China P.R. |  | 23MBL |  |  |  |  | 2329 | S-2329-0023-A-23-3551-00234961-N | 12850 | 11367.9 | 41.1 | 764 | 262 | 238 | 5000165 Unit_2 steel parts China | 22658496 | 842139 | N | N
Polo | FAIST Anlagenbau GmbH Krumbach | TPMC | Estructura de soporte Pos.70-01 | Supporting structure Pos.70-01 | Diagonales 70-01-49 | diagonals | 3551 | 23MBL304 | AIR INTAKE SYSTEM | 2 | PCE | China P.R. |  | 23MBL |  |  |  |  | 2329 | S-2329-0023-A-23-3551-00234961-N | 12850 | 11367.9 | 98.6 | 764 | 262 | 238 | 5000165 Unit_2 steel parts China | 22658497 | 842139 | N | N
Polo | FAIST Anlagenbau GmbH Krumbach | TPMC | Estructura de soporte Pos.70-01 | Supporting structure Pos.70-01 | Diagonales 70-01-50 | diagonals | 3551 | 23MBL304 | AIR INTAKE SYSTEM | 2 | PCE | China P.R. |  | 23MBL |  |  |  |  | 2329 | S-2329-0023-A-23-3551-00234961-N | 12850 | 11367.9 | 98.6 | 764 | 262 | 238 | 5000165 Unit_2 steel parts China | 22658498 | 842139 | N | N
Polo | FAIST Anlagenbau GmbH Krumbach | TPMC | Estructura de soporte Pos.70-01 | Supporting structure Pos.70-01 | Diagonales 70-01-51-A | diagonals | 3551 | 23MBL304 | AIR INTAKE SYSTEM | 1 | PCE | China P.R. |  | 23MBL |  |  |  |  | 2329 | S-2329-0023-A-23-3551-00234961-N | 12850 | 11367.9 | 72.4 | 764 | 262 | 238 | 5000165 Unit_2 steel parts China | 22658499 | 842139 | N | N
Polo | FAIST Anlagenbau GmbH Krumbach | TPMC | Estructura de soporte Pos.70-01 | Supporting structure Pos.70-01 | Diagonales 70-01-51-B | diagonals | 3551 | 23MBL304 | AIR INTAKE SYSTEM | 1 | PCE | China P.R. |  | 23MBL |  |  |  |  | 2329 | S-2329-0023-A-23-3551-00234961-N | 12850 | 11367.9 | 72.4 | 764 | 262 | 238 | 5000165 Unit_2 steel parts China | 22658500 | 842139 | N | N
Polo | FAIST Anlagenbau GmbH Krumbach | TPMC | Estructura de soporte Pos.70-01 | Supporting structure Pos.70-01 | Diagonales 70-01-52 | diagonals | 3551 | 23MBL304 | AIR INTAKE SYSTEM | 2 | PCE | China P.R. |  | 23MBL |  |  |  |  | 2329 | S-2329-0023-A-23-3551-00234961-N | 12850 | 11367.9 | 95 | 764 | 262 | 238 | 5000165 Unit_2 steel parts China | 22658501 | 842139 | N | N
Polo | FAIST Anlagenbau GmbH Krumbach | TPMC | Estructura de soporte Pos.70-01 | Supporting structure Pos.70-01 | Diagonales 70-01-53 | diagonals | 3551 | 23MBL304 | AIR INTAKE SYSTEM | 1 | PCE | China P.R. |  | 23MBL |  |  |  |  | 2329 | S-2329-0023-A-23-3551-00234961-N | 12850 | 11367.9 | 28.9 | 764 | 262 | 238 | 5000165 Unit_2 steel parts China | 22658502 | 842139 | N | N
Polo | FAIST Anlagenbau GmbH Krumbach | TPMC | Cono de entrada de aire Pos.72-06 | Air intake cone Pos.72-06 | Parte inferior cónica | Cone bottom part | 3551 | 23MBL304 | AIR INTAKE SYSTEM | 1 | PCE | China P.R. |  | 23MBL |  |  |  |  | 2329 | S-2329-0024-A-23-3551-00234961-N | 3983 | 2986.43 | 1337.9 | 413 | 392 | 236 | 5000165 Unit_2 steel parts China | 22658503 | 842139 | N | N
Polo | FAIST Anlagenbau GmbH Krumbach | TPMC | Cono de entrada de aire Pos.72-06 | Air intake cone Pos.72-06 | Parte superior cónica | Cone upper part | 3551 | 23MBL304 | AIR INTAKE SYSTEM | 1 | PCE | China P.R. |  | 23MBL |  |  |  |  | 2329 | S-2329-0024-A-23-3551-00234961-N | 3983 | 2986.43 | 1251.94 | 413 | 392 | 236 | 5000165 Unit_2 steel parts China | 22658504 | 842139 | N | N
Polo | FAIST Anlagenbau GmbH Krumbach | TPMC | Cono de entrada de aire Pos.72-06 | Air intake cone Pos.72-06 | Sin deslizamiento de la placa del suelo | non slip foot plate | 3551 | 23MBL304 | AIR INTAKE SYSTEM | 1 | PCE | China P.R. |  | 23MBL |  |  |  |  | 2329 | S-2329-0024-A-23-3551-00234961-N | 3983 | 2986.43 | 17 | 413 | 392 | 236 | 5000165 Unit_2 steel parts China | 22658505 | 842139 | N | N
Polo | FAIST Anlagenbau GmbH Krumbach | TPMC | Cono de entrada de aire Pos.72-06 | Air intake cone Pos.72-06 | Sin deslizamiento de la placa del suelo | non slip foot plate | 3551 | 23MBL304 | AIR INTAKE SYSTEM | 1 | PCE | China P.R. |  | 23MBL |  |  |  |  | 2329 | S-2329-0024-A-23-3551-00234961-N | 3983 | 2986.43 | 17 | 413 | 392 | 236 | 5000165 Unit_2 steel parts China | 22658506 | 842139 | N | N
Polo | FAIST Anlagenbau GmbH Krumbach | TPMC | Cono de entrada de aire Pos.72-06 | Air intake cone Pos.72-06 | Anillo de ajuste | Fastening ring | 3551 | 23MBL304 | AIR INTAKE SYSTEM | 2 | PCE | China P.R. |  | 23MBL |  |  |  |  | 2329 | S-2329-0024-A-23-3551-00234961-N | 3983 | 2986.43 | 362.59 | 413 | 392 | 236 | 5000165 Unit_2 steel parts China | 22658507 | 842139 | N | N
Polo | FAIST Anlagenbau GmbH Krumbach | TPMC | Silenciador Pos.72-10 | Silencer Pos.72-10 | Agarre | bellmouth | 3551 | 23MBL304 | AIR INTAKE SYSTEM | 1 | PCE | China P.R. |  | 23MBL |  |  |  |  | 2329 | S-2329-0025-A-23-3551-00234961-N | 15420 | 12724.16 | 203.4 | 1022 | 366 | 175 | 5000165 Unit_2 steel parts China | 22658534 | 842139 | N | N
Polo | FAIST Anlagenbau GmbH Krumbach | TPMC | Silenciador Pos.72-10 | Silencer Pos.72-10 | Anillo de soldadura | weld ring | 3551 | 23MBL304 | AIR INTAKE SYSTEM | 2 | PCE | China P.R. |  | 23MBL |  |  |  |  | 2329 | S-2329-0025-A-23-3551-00234961-N | 15420 | 12724.16 | 60.89 | 1022 | 366 | 175 | 5000165 Unit_2 steel parts China | 22658542 | 842139 | N | N
Polo | FAIST Anlagenbau GmbH Krumbach | TPMC | Silenciador Pos.72-10 | Silencer Pos.72-10 | Cono de toma exterior | Outer Intake Cone | 3551 | 23MBL304 | AIR INTAKE SYSTEM | 2 | PCE | China P.R. |  | 23MBL |  |  |  |  | 2329 | S-2329-0025-A-23-3551-00234961-N | 15420 | 12724.16 | 296.9 | 1022 | 366 | 175 | 5000165 Unit_2 steel parts China | 22658543 | 842139 | N | N
Polo | FAIST Anlagenbau GmbH Krumbach | TPMC | Silenciador Pos.72-10 | Silencer Pos.72-10 | Cubierta de hoja contra lluvia | rain sheet metal | 3551 | 23MBL304 | AIR INTAKE SYSTEM | 1 | PCE | China P.R. |  | 23MBL |  |  |  |  | 2329 | S-2329-0025-A-23-3551-00234961-N | 15420 | 12724.16 | 4.33 | 1022 | 366 | 175 | 5000165 Unit_2 steel parts China | 22658535 | 842139 | N | N
Polo | FAIST Anlagenbau GmbH Krumbach | TPMC | Silenciador Pos.72-10 | Silencer Pos.72-10 | Cubierta de hoja contra lluvia | rain sheet metal | 3551 | 23MBL304 | AIR INTAKE SYSTEM | 5 | PCE | China P.R. |  | 23MBL |  |  |  |  | 2329 | S-2329-0025-A-23-3551-00234961-N | 15420 | 12724.16 | 25.55 | 1022 | 366 | 175 | 5000165 Unit_2 steel parts China | 22658536 | 842139 | N | N
Polo | FAIST Anlagenbau GmbH Krumbach | TPMC | Silenciador Pos.72-10 | Silencer Pos.72-10 | Cubierta de hoja contra lluvia | rain sheet metal | 3551 | 23MBL304 | AIR INTAKE SYSTEM | 1 | PCE | China P.R. |  | 23MBL |  |  |  |  | 2329 | S-2329-0025-A-23-3551-00234961-N | 15420 | 12724.16 | 6.41 | 1022 | 366 | 175 | 5000165 Unit_2 steel parts China | 22658537 | 842139 | N | N
Polo | FAIST Anlagenbau GmbH Krumbach | TPMC | Silenciador Pos.72-10 | Silencer Pos.72-10 | Cubierta de hoja contra lluvia | rain sheet metal | 3551 | 23MBL304 | AIR INTAKE SYSTEM | 5 | PCE | China P.R. |  | 23MBL |  |  |  |  | 2329 | S-2329-0025-A-23-3551-00234961-N | 15420 | 12724.16 | 63.7 | 1022 | 366 | 175 | 5000165 Unit_2 steel parts China | 22658538 | 842139 | N | N
Polo | FAIST Anlagenbau GmbH Krumbach | TPMC | Silenciador Pos.72-10 | Silencer Pos.72-10 | Cubierta de hoja contra lluvia | rain sheet metal | 3551 | 23MBL304 | AIR INTAKE SYSTEM | 1 | PCE | China P.R. |  | 23MBL |  |  |  |  | 2329 | S-2329-0025-A-23-3551-00234961-N | 15420 | 12724.16 | 11.06 | 1022 | 366 | 175 | 5000165 Unit_2 steel parts China | 22658539 | 842139 | N | N
Polo | FAIST Anlagenbau GmbH Krumbach | TPMC | Silenciador Pos.72-10 | Silencer Pos.72-10 | Sujeciones | fasteners | 3551 | 23MBL304 | AIR INTAKE SYSTEM | 7 | PCE | China P.R. |  | 23MBL |  |  |  |  | 2329 | S-2329-0025-A-23-3551-00234961-N | 15420 | 12724.16 | 3.59 | 1022 | 366 | 175 | 5000165 Unit_2 steel parts China | 22658540 | 842139 | N | N
Polo | FAIST Anlagenbau GmbH Krumbach | TPMC | Silenciador Pos.72-10 | Silencer Pos.72-10 | Sujeciones | fasteners | 3551 | 23MBL304 | AIR INTAKE SYSTEM | 10 | PCE | China P.R. |  | 23MBL |  |  |  |  | 2329 | S-2329-0025-A-23-3551-00234961-N | 15420 | 12724.16 | 8.36 | 1022 | 366 | 175 | 5000165 Unit_2 steel parts China | 22658541 | 842139 | N | N
Polo | FAIST Anlagenbau GmbH Krumbach | TPMC | Silenciador Pos.72-10 | Silencer Pos.72-10 | Silenciador de la parte inferior con placas de cubierta | Silencer Bottom with cover plates | 3551 | 23MBL304 | AIR INTAKE SYSTEM | 1 | PCE | China P.R. |  | 23MBL |  |  |  |  | 2329 | S-2329-0025-A-23-3551-00234961-N | 15420 | 12724.16 | 3345.02 | 1022 | 366 | 175 | 5000165 Unit_2 steel parts China | 22658508 | 842139 | N | N
Polo | FAIST Anlagenbau GmbH Krumbach | TPMC | Silenciador Pos.72-10 | Silencer Pos.72-10 | Silenciador de la parte superior con placas de cubierta | Silencer Roof with cover plates | 3551 | 23MBL304 | AIR INTAKE SYSTEM | 1 | PCE | China P.R. |  | 23MBL |  |  |  |  | 2329 | S-2329-0025-A-23-3551-00234961-N | 15420 | 12724.16 | 3379.6 | 1022 | 366 | 175 | 5000165 Unit_2 steel parts China | 22658509 | 842139 | N | N
Polo | FAIST Anlagenbau GmbH Krumbach | TPMC | Silenciador Pos.72-10 | Silencer Pos.72-10 | Silenciador de la parte lateral con placas de cubierta | Silencer side wall with cover plates | 3551 | 23MBL304 | AIR INTAKE SYSTEM | 1 | PCE | China P.R. |  | 23MBL |  |  |  |  | 2329 | S-2329-0025-A-23-3551-00234961-N | 15420 | 12724.16 | 1966.6 | 1022 | 366 | 175 | 5000165 Unit_2 steel parts China | 22658510 | 842139 | N | N
Polo | FAIST Anlagenbau GmbH Krumbach | TPMC | Silenciador Pos.72-10 | Silencer Pos.72-10 | Silenciador de la parte lateral con placas de cubierta | Silencer side wall with cover plates | 3551 | 23MBL304 | AIR INTAKE SYSTEM | 1 | PCE | China P.R. |  | 23MBL |  |  |  |  | 2329 | S-2329-0025-A-23-3551-00234961-N | 15420 | 12724.16 | 1966.6 | 1022 | 366 | 175 | 5000165 Unit_2 steel parts China | 22658511 | 842139 | N | N
Polo | FAIST Anlagenbau GmbH Krumbach | TPMC | Silenciador Pos.72-10 | Silencer Pos.72-10 | Zapata reflectora | Baffle shoe | 3551 | 23MBL304 | AIR INTAKE SYSTEM | 54 | PCE | China P.R. |  | 23MBL |  |  |  |  | 2329 | S-2329-0025-A-23-3551-00234961-N | 15420 | 12724.16 | 81 | 1022 | 366 | 175 | 5000165 Unit_2 steel parts China | 22658512 | 842139 | N | N
Polo | FAIST Anlagenbau GmbH Krumbach | TPMC | Silenciador Pos.72-10 | Silencer Pos.72-10 | Zapata reflectora | Baffle shoe | 3551 | 23MBL304 | AIR INTAKE SYSTEM | 54 | PCE | China P.R. |  | 23MBL |  |  |  |  | 2329 | S-2329-0025-A-23-3551-00234961-N | 15420 | 12724.16 | 81 | 1022 | 366 | 175 | 5000165 Unit_2 steel parts China | 22658513 | 842139 | N | N
Polo | FAIST Anlagenbau GmbH Krumbach | TPMC | Silenciador Pos.72-10 | Silencer Pos.72-10 | Zapata reflectora | Baffle shoe | 3551 | 23MBL304 | AIR INTAKE SYSTEM | 2 | PCE | China P.R. |  | 23MBL |  |  |  |  | 2329 | S-2329-0025-A-23-3551-00234961-N | 15420 | 12724.16 | 1.4 | 1022 | 366 | 175 | 5000165 Unit_2 steel parts China | 22658514 | 842139 | N | N
Polo | FAIST Anlagenbau GmbH Krumbach | TPMC | Silenciador Pos.72-10 | Silencer Pos.72-10 | Zapata reflectora | Baffle shoe | 3551 | 23MBL304 | AIR INTAKE SYSTEM | 2 | PCE | China P.R. |  | 23MBL |  |  |  |  | 2329 | S-2329-0025-A-23-3551-00234961-N | 15420 | 12724.16 | 1.4 | 1022 | 366 | 175 | 5000165 Unit_2 steel parts China | 22658515 | 842139 | N | N
Polo | FAIST Anlagenbau GmbH Krumbach | TPMC | Silenciador Pos.72-10 | Silencer Pos.72-10 | Zapata reflectora | Baffle shoe | 3551 | 23MBL304 | AIR INTAKE SYSTEM | 2 | PCE | China P.R. |  | 23MBL |  |  |  |  | 2329 | S-2329-0025-A-23-3551-00234961-N | 15420 | 12724.16 | 1.8 | 1022 | 366 | 175 | 5000165 Unit_2 steel parts China | 22658516 | 842139 | N | N
Polo | FAIST Anlagenbau GmbH Krumbach | TPMC | Silenciador Pos.72-10 | Silencer Pos.72-10 | Zapata reflectora | Baffle shoe | 3551 | 23MBL304 | AIR INTAKE SYSTEM | 2 | PCE | China P.R. |  | 23MBL |  |  |  |  | 2329 | S-2329-0025-A-23-3551-00234961-N | 15420 | 12724.16 | 1.8 | 1022 | 366 | 175 | 5000165 Unit_2 steel parts China | 22658517 | 842139 | N | N
Polo | FAIST Anlagenbau GmbH Krumbach | TPMC | Silenciador Pos.72-10 | Silencer Pos.72-10 | Tubo de soporte | Support tube | 3551 | 23MBL304 | AIR INTAKE SYSTEM | 4 | PCE | China P.R. |  | 23MBL |  |  |  |  | 2329 | S-2329-0025-A-23-3551-00234961-N | 15420 | 12724.16 | 475.85 | 1022 | 366 | 175 | 5000165 Unit_2 steel parts China | 22658518 | 842139 | N | N
Polo | FAIST Anlagenbau GmbH Krumbach | TPMC | Silenciador Pos.72-10 | Silencer Pos.72-10 | Cubierta de hoja de metal | Cover sheet metal | 3551 | 23MBL304 | AIR INTAKE SYSTEM | 1 | PCE | China P.R. |  | 23MBL |  |  |  |  | 2329 | S-2329-0025-A-23-3551-00234961-N | 15420 | 12724.16 | 27.4 | 1022 | 366 | 175 | 5000165 Unit_2 steel parts China | 22658519 | 842139 | N | N
Polo | FAIST Anlagenbau GmbH Krumbach | TPMC | Silenciador Pos.72-10 | Silencer Pos.72-10 | Tubo de soporte | Support tube | 3551 | 23MBL304 | AIR INTAKE SYSTEM | 2 | PCE | China P.R. |  | 23MBL |  |  |  |  | 2329 | S-2329-0025-A-23-3551-00234961-N | 15420 | 12724.16 | 163.2 | 1022 | 366 | 175 | 5000165 Unit_2 steel parts China | 22658520 | 842139 | N | N
Polo | FAIST Anlagenbau GmbH Krumbach | TPMC | Silenciador Pos.72-10 | Silencer Pos.72-10 | Tubo de soporte | Support tube | 3551 | 23MBL304 | AIR INTAKE SYSTEM | 4 | PCE | China P.R. |  | 23MBL |  |  |  |  | 2329 | S-2329-0025-A-23-3551-00234961-N | 15420 | 12724.16 | 156 | 1022 | 366 | 175 | 5000165 Unit_2 steel parts China | 22658521 | 842139 | N | N
Polo | FAIST Anlagenbau GmbH Krumbach | TPMC | Silenciador Pos.72-10 | Silencer Pos.72-10 | Elevación del techo | Lifting for roof | 3551 | 23MBL304 | AIR INTAKE SYSTEM | 4 | PCE | China P.R. |  | 23MBL |  |  |  |  | 2329 | S-2329-0025-A-23-3551-00234961-N | 15420 | 12724.16 | 43.2 | 1022 | 366 | 175 | 5000165 Unit_2 steel parts China | 22658522 | 842139 | N | N
Polo | FAIST Anlagenbau GmbH Krumbach | TPMC | Silenciador Pos.72-10 | Silencer Pos.72-10 | Elevación del techo y pared | Lifting for roof and wall | 3551 | 23MBL304 | AIR INTAKE SYSTEM | 4 | PCE | China P.R. |  | 23MBL |  |  |  |  | 2329 | S-2329-0025-A-23-3551-00234961-N | 15420 | 12724.16 | 31.6 | 1022 | 366 | 175 | 5000165 Unit_2 steel parts China | 22658523 | 842139 | N | N
Polo | FAIST Anlagenbau GmbH Krumbach | TPMC | Silenciador Pos.72-10 | Silencer Pos.72-10 | Cubierta de hoja de metal | Cover sheet metal | 3551 | 23MBL304 | AIR INTAKE SYSTEM | 1 | PCE | China P.R. |  | 23MBL |  |  |  |  | 2329 | S-2329-0025-A-23-3551-00234961-N | 15420 | 12724.16 | 20 | 1022 | 366 | 175 | 5000165 Unit_2 steel parts China | 22658524 | 842139 | N | N
Polo | FAIST Anlagenbau GmbH Krumbach | TPMC | Silenciador Pos.72-10 | Silencer Pos.72-10 | Zapata reflectora | Baffle shoe | 3551 | 23MBL304 | AIR INTAKE SYSTEM | 2 | PCE | China P.R. |  | 23MBL |  |  |  |  | 2329 | S-2329-0025-A-23-3551-00234961-N | 15420 | 12724.16 | 2.6 | 1022 | 366 | 175 | 5000165 Unit_2 steel parts China | 22658525 | 842139 | N | N
Polo | FAIST Anlagenbau GmbH Krumbach | TPMC | Silenciador Pos.72-10 | Silencer Pos.72-10 | Zapata reflectora | Baffle shoe | 3551 | 23MBL304 | AIR INTAKE SYSTEM | 2 | PCE | China P.R. |  | 23MBL |  |  |  |  | 2329 | S-2329-0025-A-23-3551-00234961-N | 15420 | 12724.16 | 2.6 | 1022 | 366 | 175 | 5000165 Unit_2 steel parts China | 22658526 | 842139 | N | N
Polo | FAIST Anlagenbau GmbH Krumbach | TPMC | Silenciador Pos.72-10 | Silencer Pos.72-10 | Zapata reflectora | Baffle shoe | 3551 | 23MBL304 | AIR INTAKE SYSTEM | 2 | PCE | China P.R. |  | 23MBL |  |  |  |  | 2329 | S-2329-0025-A-23-3551-00234961-N | 15420 | 12724.16 | 3 | 1022 | 366 | 175 | 5000165 Unit_2 steel parts China | 22658527 | 842139 | N | N
Polo | FAIST Anlagenbau GmbH Krumbach | TPMC | Silenciador Pos.72-10 | Silencer Pos.72-10 | Zapata reflectora | Baffle shoe | 3551 | 23MBL304 | AIR INTAKE SYSTEM | 2 | PCE | China P.R. |  | 23MBL |  |  |  |  | 2329 | S-2329-0025-A-23-3551-00234961-N | 15420 | 12724.16 | 3 | 1022 | 366 | 175 | 5000165 Unit_2 steel parts China | 22658528 | 842139 | N | N
Polo | FAIST Anlagenbau GmbH Krumbach | TPMC | Silenciador Pos.72-10 | Silencer Pos.72-10 | Hierro corrugado | "corrugated sheet metal(72-10-50 and 51 are combined,qty now 12pcs " | 3551 | 23MBL304 | AIR INTAKE SYSTEM | 12 | PCE | China P.R. |  | 23MBL |  |  |  |  | 2329 | S-2329-0025-A-23-3551-00234961-N | 15420 | 12724.16 | 241.1 | 1022 | 366 | 175 | 5000165 Unit_2 steel parts China | 22658529 | 842139 | N | N
Polo | FAIST Anlagenbau GmbH Krumbach | TPMC | Silenciador Pos.72-10 | Silencer Pos.72-10 | hojas de cubierta para hoja corrugada | cover sheet for Corrugated Sheet | 3551 | 23MBL304 | AIR INTAKE SYSTEM | 1 | PCE | China P.R. |  | 23MBL |  |  |  |  | 2329 | S-2329-0025-A-23-3551-00234961-N | 15420 | 12724.16 | 10.6 | 1022 | 366 | 175 | 5000165 Unit_2 steel parts China | 22658530 | 842139 | N | N
Polo | FAIST Anlagenbau GmbH Krumbach | TPMC | Silenciador Pos.72-10 | Silencer Pos.72-10 | hojas de cubierta para hoja corrugada | cover sheet for Corrugated Sheet | 3551 | 23MBL304 | AIR INTAKE SYSTEM | 1 | PCE | China P.R. |  | 23MBL |  |  |  |  | 2329 | S-2329-0025-A-23-3551-00234961-N | 15420 | 12724.16 | 12.1 | 1022 | 366 | 175 | 5000165 Unit_2 steel parts China | 22658531 | 842139 | N | N
Polo | FAIST Anlagenbau GmbH Krumbach | TPMC | Silenciador Pos.72-10 | Silencer Pos.72-10 | hojas de cubierta para hoja corrugada | cover sheet for Corrugated Sheet | 3551 | 23MBL304 | AIR INTAKE SYSTEM | 1 | PCE | China P.R. |  | 23MBL |  |  |  |  | 2329 | S-2329-0025-A-23-3551-00234961-N | 15420 | 12724.16 | 10 | 1022 | 366 | 175 | 5000165 Unit_2 steel parts China | 22658532 | 842139 | N | N
Polo | FAIST Anlagenbau GmbH Krumbach | TPMC | Silenciador Pos.72-10 | Silencer Pos.72-10 | hojas de cubierta para hoja corrugada | cover sheet for Corrugated Sheet | 3551 | 23MBL304 | AIR INTAKE SYSTEM | 1 | PCE | China P.R. |  | 23MBL |  |  |  |  | 2329 | S-2329-0025-A-23-3551-00234961-N | 15420 | 12724.16 | 11.5 | 1022 | 366 | 175 | 5000165 Unit_2 steel parts China | 22658533 | 842139 | N | N
Polo | FAIST Anlagenbau GmbH Krumbach | TPMC | Escalera y piezas pequeñas | Ladder and small parts | Apoyo | Support | 3551 | 23MBL304 | AIR INTAKE SYSTEM | 1 | PCE | China P.R. |  | 23MBL |  |  |  |  | 2329 | S-2329-0026-A-23-3551-00234961-N | 3219 | 2179.51 | 27.96 | 1150 | 212 | 192 | 5000165 Unit_2 steel parts China | 22658548 | 842139 | N | N
Polo | FAIST Anlagenbau GmbH Krumbach | TPMC | Escalera y piezas pequeñas | Ladder and small parts | Apoyo | Support | 3551 | 23MBL304 | AIR INTAKE SYSTEM | 1 | PCE | China P.R. |  | 23MBL |  |  |  |  | 2329 | S-2329-0026-A-23-3551-00234961-N | 3219 | 2179.51 | 31.8 | 1150 | 212 | 192 | 5000165 Unit_2 steel parts China | 22658549 | 842139 | N | N
Polo | FAIST Anlagenbau GmbH Krumbach | TPMC | Escalera y piezas pequeñas | Ladder and small parts | Apoyo | Support | 3551 | 23MBL304 | AIR INTAKE SYSTEM | 1 | PCE | China P.R. |  | 23MBL |  |  |  |  | 2329 | S-2329-0026-A-23-3551-00234961-N | 3219 | 2179.51 | 31.8 | 1150 | 212 | 192 | 5000165 Unit_2 steel parts China | 22658550 | 842139 | N | N
Polo | FAIST Anlagenbau GmbH Krumbach | TPMC | Escalera y piezas pequeñas | Ladder and small parts | Raíl | Railing | 3551 | 23MBL304 | AIR INTAKE SYSTEM | 1 | PCE | China P.R. |  | 23MBL |  |  |  |  | 2329 | S-2329-0026-A-23-3551-00234961-N | 3219 | 2179.51 | 49 | 1150 | 212 | 192 | 5000165 Unit_2 steel parts China | 22658551 | 842139 | N | N
Polo | FAIST Anlagenbau GmbH Krumbach | TPMC | Escalera y piezas pequeñas | Ladder and small parts | Raíl | Railing | 3551 | 23MBL304 | AIR INTAKE SYSTEM | 1 | PCE | China P.R. |  | 23MBL |  |  |  |  | 2329 | S-2329-0026-A-23-3551-00234961-N | 3219 | 2179.51 | 67.7 | 1150 | 212 | 192 | 5000165 Unit_2 steel parts China | 22658552 | 842139 | N | N
Polo | FAIST Anlagenbau GmbH Krumbach | TPMC | Escalera y piezas pequeñas | Ladder and small parts | Puerta de raíl L | Railing Door L | 3551 | 23MBL304 | AIR INTAKE SYSTEM | 1 | PCE | China P.R. |  | 23MBL |  |  |  |  | 2329 | S-2329-0026-A-23-3551-00234961-N | 3219 | 2179.51 | 14.4 | 1150 | 212 | 192 | 5000165 Unit_2 steel parts China | 22658553 | 842139 | N | N
Polo | FAIST Anlagenbau GmbH Krumbach | TPMC | Escalera y piezas pequeñas | Ladder and small parts | Protección de seguridad | Safety protection | 3551 | 23MBL304 | AIR INTAKE SYSTEM | 1 | PCE | China P.R. |  | 23MBL |  |  |  |  | 2329 | S-2329-0026-A-23-3551-00234961-N | 3219 | 2179.51 | 18.3 | 1150 | 212 | 192 | 5000165 Unit_2 steel parts China | 22658554 | 842139 | N | N
Polo | FAIST Anlagenbau GmbH Krumbach | TPMC | Escalera y piezas pequeñas | Ladder and small parts | Escalera | Ladder | 3551 | 23MBL304 | AIR INTAKE SYSTEM | 1 | PCE | China P.R. |  | 23MBL |  |  |  |  | 2329 | S-2329-0026-A-23-3551-00234961-N | 3219 | 2179.51 | 25.7 | 1150 | 212 | 192 | 5000165 Unit_2 steel parts China | 22658555 | 842139 | N | N
Polo | FAIST Anlagenbau GmbH Krumbach | TPMC | Escalera y piezas pequeñas | Ladder and small parts | Escalera | Ladder | 3551 | 23MBL304 | AIR INTAKE SYSTEM | 1 | PCE | China P.R. |  | 23MBL |  |  |  |  | 2329 | S-2329-0026-A-23-3551-00234961-N | 3219 | 2179.51 | 217 | 1150 | 212 | 192 | 5000165 Unit_2 steel parts China | 22658546 | 842139 | N | N
Polo | FAIST Anlagenbau GmbH Krumbach | TPMC | Escalera y piezas pequeñas | Ladder and small parts | Hoja de relleno | Filling sheet | 3551 | 23MBL304 | AIR INTAKE SYSTEM | 4 | PCE | China P.R. |  | 23MBL |  |  |  |  | 2329 | S-2329-0026-A-23-3551-00234961-N | 3219 | 2179.51 | 1.96 | 1150 | 212 | 192 | 5000165 Unit_2 steel parts China | 22658556 | 842139 | N | N
Polo | FAIST Anlagenbau GmbH Krumbach | TPMC | Escalera y piezas pequeñas | Ladder and small parts | Clavija de drenaje | drainage socket | 3551 | 23MBL304 | AIR INTAKE SYSTEM | 8 | PCE | China P.R. |  | 23MBL |  |  |  |  | 2329 | S-2329-0026-A-23-3551-00234961-N | 3219 | 2179.51 | 2.56 | 1150 | 212 | 192 | 5000165 Unit_2 steel parts China | 22658575 | 842139 | N | N
Polo | FAIST Anlagenbau GmbH Krumbach | TPMC | Escalera y piezas pequeñas | Ladder and small parts | Clavija de drenaje | drainage socket | 3551 | 23MBL304 | AIR INTAKE SYSTEM | 44 | PCE | China P.R. |  | 23MBL |  |  |  |  | 2329 | S-2329-0026-A-23-3551-00234961-N | 3219 | 2179.51 | 19.13 | 1150 | 212 | 192 | 5000165 Unit_2 steel parts China | 22658576 | 842139 | N | N
Polo | FAIST Anlagenbau GmbH Krumbach | TPMC | Escalera y piezas pequeñas | Ladder and small parts | Clavija de drenaje | drainage socket | 3551 | 23MBL304 | AIR INTAKE SYSTEM | 4 | PCE | China P.R. |  | 23MBL |  |  |  |  | 2329 | S-2329-0026-A-23-3551-00234961-N | 3219 | 2179.51 | 1.36 | 1150 | 212 | 192 | 5000165 Unit_2 steel parts China | 22658577 | 842139 | N | N
Polo | FAIST Anlagenbau GmbH Krumbach | TPMC | Escalera y piezas pequeñas | Ladder and small parts | Nivel del cabezal de refuerzo 1 | stiffening header level 1 | 3551 | 23MBL304 | AIR INTAKE SYSTEM | 4 | PCE | China P.R. |  | 23MBL |  |  |  |  | 2329 | S-2329-0026-A-23-3551-00234961-N | 3219 | 2179.51 | 20 | 1150 | 212 | 192 | 5000165 Unit_2 steel parts China | 22658565 | 842139 | N | N
Polo | FAIST Anlagenbau GmbH Krumbach | TPMC | Escalera y piezas pequeñas | Ladder and small parts | Nivel del cabezal de refuerzo 1 | stiffening header level 1 | 3551 | 23MBL304 | AIR INTAKE SYSTEM | 2 | PCE | China P.R. |  | 23MBL |  |  |  |  | 2329 | S-2329-0026-A-23-3551-00234961-N | 3219 | 2179.51 | 10.22 | 1150 | 212 | 192 | 5000165 Unit_2 steel parts China | 22658566 | 842139 | N | N
Polo | FAIST Anlagenbau GmbH Krumbach | TPMC | Escalera y piezas pequeñas | Ladder and small parts | Nivel del cabezal de refuerzo 2+3 | stiffening header level 2+3 | 3551 | 23MBL304 | AIR INTAKE SYSTEM | 6 | PCE | China P.R. |  | 23MBL |  |  |  |  | 2329 | S-2329-0026-A-23-3551-00234961-N | 3219 | 2179.51 | 24.18 | 1150 | 212 | 192 | 5000165 Unit_2 steel parts China | 22658567 | 842139 | N | N
Polo | FAIST Anlagenbau GmbH Krumbach | TPMC | Escalera y piezas pequeñas | Ladder and small parts | Nivel del cabezal de refuerzo 2+3 | stiffening header level 2+3 | 3551 | 23MBL304 | AIR INTAKE SYSTEM | 6 | PCE | China P.R. |  | 23MBL |  |  |  |  | 2329 | S-2329-0026-A-23-3551-00234961-N | 3219 | 2179.51 | 28.98 | 1150 | 212 | 192 | 5000165 Unit_2 steel parts China | 22658568 | 842139 | N | N
Polo | FAIST Anlagenbau GmbH Krumbach | TPMC | Escalera y piezas pequeñas | Ladder and small parts | Nivel del cabezal de refuerzo 2+3 | stiffening header level 2+3 | 3551 | 23MBL304 | AIR INTAKE SYSTEM | 6 | PCE | China P.R. |  | 23MBL |  |  |  |  | 2329 | S-2329-0026-A-23-3551-00234961-N | 3219 | 2179.51 | 49.32 | 1150 | 212 | 192 | 5000165 Unit_2 steel parts China | 22658569 | 842139 | N | N
Polo | FAIST Anlagenbau GmbH Krumbach | TPMC | Escalera y piezas pequeñas | Ladder and small parts | Nivel del cabezal de refuerzo 2+3 | stiffening header level 2+3 | 3551 | 23MBL304 | AIR INTAKE SYSTEM | 6 | PCE | China P.R. |  | 23MBL |  |  |  |  | 2329 | S-2329-0026-A-23-3551-00234961-N | 3219 | 2179.51 | 59.28 | 1150 | 212 | 192 | 5000165 Unit_2 steel parts China | 22658570 | 842139 | N | N
Polo | FAIST Anlagenbau GmbH Krumbach | TPMC | Escalera y piezas pequeñas | Ladder and small parts | Nivel del cabezal de refuerzo 1 | stiffening header level 1 | 3551 | 23MBL304 | AIR INTAKE SYSTEM | 2 | PCE | China P.R. |  | 23MBL |  |  |  |  | 2329 | S-2329-0026-A-23-3551-00234961-N | 3219 | 2179.51 | 11.22 | 1150 | 212 | 192 | 5000165 Unit_2 steel parts China | 22658571 | 842139 | N | N
Polo | FAIST Anlagenbau GmbH Krumbach | TPMC | Escalera y piezas pequeñas | Ladder and small parts | Apoyo | Support | 3551 | 23MBL304 | AIR INTAKE SYSTEM | 16 | PCE | China P.R. |  | 23MBL |  |  |  |  | 2329 | S-2329-0026-A-23-3551-00234961-N | 3219 | 2179.51 | 157.76 | 1150 | 212 | 192 | 5000165 Unit_2 steel parts China | 22658572 | 842139 | N | N
Polo | FAIST Anlagenbau GmbH Krumbach | TPMC | Escalera y piezas pequeñas | Ladder and small parts | Apoyo | Support | 3551 | 23MBL304 | AIR INTAKE SYSTEM | 16 | PCE | China P.R. |  | 23MBL |  |  |  |  | 2329 | S-2329-0026-A-23-3551-00234961-N | 3219 | 2179.51 | 153.12 | 1150 | 212 | 192 | 5000165 Unit_2 steel parts China | 22658573 | 842139 | N | N
Polo | FAIST Anlagenbau GmbH Krumbach | TPMC | Escalera y piezas pequeñas | Ladder and small parts | Soporte de montaje para canal de cable | mounting bracket for cable channel | 3551 | 23MBL304 | AIR INTAKE SYSTEM | 32 | PCE | China P.R. |  | 23MBL |  |  |  |  | 2329 | S-2329-0026-A-23-3551-00234961-N | 3219 | 2179.51 | 50.56 | 1150 | 212 | 192 | 5000165 Unit_2 steel parts China | 22658574 | 842139 | N | N
Polo | FAIST Anlagenbau GmbH Krumbach | TPMC | Escalera y piezas pequeñas | Ladder and small parts | Lado del silenciador de protección de mercancías contra lluvia | Rain guter Silencer Side | 3551 | 23MBL304 | AIR INTAKE SYSTEM | 1 | PCE | China P.R. |  | 23MBL |  |  |  |  | 2329 | S-2329-0026-A-23-3551-00234961-N | 3219 | 2179.51 | 142 | 1150 | 212 | 192 | 5000165 Unit_2 steel parts China | 22658557 | 842139 | N | N
Polo | FAIST Anlagenbau GmbH Krumbach | TPMC | Escalera y piezas pequeñas | Ladder and small parts | Módulo lateral IZQ de protección de mercancías contra lluvia | Rain guter Module Side L | 3551 | 23MBL304 | AIR INTAKE SYSTEM | 1 | PCE | China P.R. |  | 23MBL |  |  |  |  | 2329 | S-2329-0026-A-23-3551-00234961-N | 3219 | 2179.51 | 144.1 | 1150 | 212 | 192 | 5000165 Unit_2 steel parts China | 22658558 | 842139 | N | N
Polo | FAIST Anlagenbau GmbH Krumbach | TPMC | Escalera y piezas pequeñas | Ladder and small parts | Módulo lateral DCH de protección de mercancías contra lluvia | Rain guter Module Side R | 3551 | 23MBL304 | AIR INTAKE SYSTEM | 1 | PCE | China P.R. |  | 23MBL |  |  |  |  | 2329 | S-2329-0026-A-23-3551-00234961-N | 3219 | 2179.51 | 144.1 | 1150 | 212 | 192 | 5000165 Unit_2 steel parts China | 22658559 | 842139 | N | N
Polo | FAIST Anlagenbau GmbH Krumbach | TPMC | Escalera y piezas pequeñas | Ladder and small parts | Cubierta de lluvia | Rain cover | 3551 | 23MBL304 | AIR INTAKE SYSTEM | 3 | PCE | China P.R. |  | 23MBL |  |  |  |  | 2329 | S-2329-0026-A-23-3551-00234961-N | 3219 | 2179.51 | 61.57 | 1150 | 212 | 192 | 5000165 Unit_2 steel parts China | 22658560 | 842139 | N | N
Polo | FAIST Anlagenbau GmbH Krumbach | TPMC | Escalera y piezas pequeñas | Ladder and small parts | Cuerpo de refuerzo | Stiffening | 3551 | 23MBL304 | AIR INTAKE SYSTEM | 1 | PCE | China P.R. |  | 23MBL |  |  |  |  | 2329 | S-2329-0026-A-23-3551-00234961-N | 3219 | 2179.51 | 137.91 | 1150 | 212 | 192 | 5000165 Unit_2 steel parts China | 22658561 | 842139 | N | N
Polo | FAIST Anlagenbau GmbH Krumbach | TPMC | Escalera y piezas pequeñas | Ladder and small parts | Cuerpo de refuerzo | Stiffening | 3551 | 23MBL304 | AIR INTAKE SYSTEM | 1 | PCE | China P.R. |  | 23MBL |  |  |  |  | 2329 | S-2329-0026-A-23-3551-00234961-N | 3219 | 2179.51 | 109.71 | 1150 | 212 | 192 | 5000165 Unit_2 steel parts China | 22658562 | 842139 | N | N
Polo | FAIST Anlagenbau GmbH Krumbach | TPMC | Escalera y piezas pequeñas | Ladder and small parts | Cuerpo de refuerzo | Stiffening | 3551 | 23MBL304 | AIR INTAKE SYSTEM | 2 | PCE | China P.R. |  | 23MBL |  |  |  |  | 2329 | S-2329-0026-A-23-3551-00234961-N | 3219 | 2179.51 | 142.7 | 1150 | 212 | 192 | 5000165 Unit_2 steel parts China | 22658563 | 842139 | N | N
Polo | FAIST Anlagenbau GmbH Krumbach | TPMC | Escalera y piezas pequeñas | Ladder and small parts | Cuerpo de refuerzo | Stiffening | 3551 | 23MBL304 | AIR INTAKE SYSTEM | 2 | MTK | China P.R. |  | 23MBL |  |  |  |  | 2329 | S-2329-0026-A-23-3551-00234961-N | 3219 | 2179.51 | 66.4 | 1150 | 212 | 192 | 5000165 Unit_2 steel parts China | 22658544 | 842139 | N | N
Polo | FAIST Anlagenbau GmbH Krumbach | TPMC | Escalera y piezas pequeñas | Ladder and small parts | Cuerpo de refuerzo | Stiffening | 3551 | 23MBL304 | AIR INTAKE SYSTEM | 1 | MTK | China P.R. |  | 23MBL |  |  |  |  | 2329 | S-2329-0026-A-23-3551-00234961-N | 3219 | 2179.51 | 37.43 | 1150 | 212 | 192 | 5000165 Unit_2 steel parts China | 22658545 | 842139 | N | N
Polo | FAIST Anlagenbau GmbH Krumbach | TPMC | Escalera y piezas pequeñas | Ladder and small parts | Hoja de relleno | Filling sheet | 3551 | 23MBL304 | AIR INTAKE SYSTEM | 20 | PCE | China P.R. |  | 23MBL |  |  |  |  | 2329 | S-2329-0026-A-23-3551-00234961-N | 3219 | 2179.51 | 13.32 | 1150 | 212 | 192 | 5000165 Unit_2 steel parts China | 22658564 | 842139 | N | N
Polo | FAIST Anlagenbau GmbH Krumbach | TPMC | Escalera y piezas pequeñas | Ladder and small parts | Tubo de refuerzo | Stiffening tube | 3551 | 23MBL304 | AIR INTAKE SYSTEM | 2 | PCE | China P.R. |  | 23MBL |  |  |  |  | 2329 | S-2329-0026-A-23-3551-00234961-N | 3219 | 2179.51 | 106.96 | 1150 | 212 | 192 | 5000165 Unit_2 steel parts China | 22658547 | 842139 | N | N
Polo | FAIST Anlagenbau GmbH Krumbach | TPMC | Acodado Pos.72-11 | Eblow Pos.72-11 | parte 1 (parte inferior) con las hojas de cubierta montadas | part1 (lower part) with mounted cover sheets | 3551 | 23MBL304 | AIR INTAKE SYSTEM | 1 | PCE | China P.R. |  | 23MBL |  |  |  |  | 2329 | S-2329-0027-A-23-3551-00234961-N | 6242 | 5642 | 5642 | 1006 | 295 | 295 | 5000165 Unit_2 steel parts China | 22658578 | 842139 | N | N
Polo | FAIST Anlagenbau GmbH Krumbach | TPMC | Acodado Pos.72-11 | Eblow Pos.72-11 | parte 2 (parte inferior) con las hojas de cubierta montadas | part2 (middle part) with mounted cover sheets | 3551 | 23MBL304 | AIR INTAKE SYSTEM | 1 | PCE | China P.R. |  | 23MBL |  |  |  |  | 2329 | S-2329-0028-A-23-3551-00234961-N | 4872 | 4272 | 4272 | 1035 | 305 | 274 | 5000165 Unit_2 steel parts China | 22658579 | 842139 | N | N
Polo | FAIST Anlagenbau GmbH Krumbach | TPMC | Acodado Pos.72-11 | Eblow Pos.72-11 | parte 3 (parte superior) | part3 (upper part) | 3551 | 23MBL304 | AIR INTAKE SYSTEM | 1 | PCE | China P.R. |  | 23MBL |  |  |  |  | 2329 | S-2329-0029-A-23-3551-00234961-N | 4679 | 4079 | 4079 | 1035 | 260 | 287 | 5000165 Unit_2 steel parts China | 22658580 | 842139 | N | N
Polo | FAIST Anlagenbau GmbH Krumbach | TPMC | Pieza de transición Pos.72-05 | Transition piece Pos.72-05 | Pieza de transición con hojas de cubierta montadas | Transition Piece with mounted cover sheets | 3551 | 23MBL304 | AIR INTAKE SYSTEM | 1 | PCE | China P.R. |  | 23MBL |  |  |  |  | 2329 | S-2329-0030-A-23-3551-00234961-N | 5919 | 5331 | 5331 | 1013 | 240 | 270 | 5000165 Unit_2 steel parts China | 22658581 | 842139 | N | N
Polo | FAIST Anlagenbau GmbH Krumbach | TPMC | Cubierta de madera Pos.71-11 | Weather hood Pos.71-11 | Bastidor | frame | 3551 | 23MBL304 | AIR INTAKE SYSTEM | 2 | PCE | China P.R. |  | 23MBL |  |  |  |  | 2329 | S-2329-0031-A-23-3551-00234961-N | 2674 | 1674.41 | 89.1 | 367 | 381 | 288 | 5000165 Unit_2 steel parts China | 22658582 | 842139 | N | N
Polo | FAIST Anlagenbau GmbH Krumbach | TPMC | Cubierta de madera Pos.71-11 | Weather hood Pos.71-11 | Bastidor | frame | 3551 | 23MBL304 | AIR INTAKE SYSTEM | 2 | PCE | China P.R. |  | 23MBL |  |  |  |  | 2329 | S-2329-0031-A-23-3551-00234961-N | 2674 | 1674.41 | 89.1 | 367 | 381 | 288 | 5000165 Unit_2 steel parts China | 22658583 | 842139 | N | N
Polo | FAIST Anlagenbau GmbH Krumbach | TPMC | Cubierta de madera Pos.71-11 | Weather hood Pos.71-11 | Bastidor | frame | 3551 | 23MBL304 | AIR INTAKE SYSTEM | 48 | PCE | China P.R. |  | 23MBL |  |  |  |  | 2329 | S-2329-0031-A-23-3551-00234961-N | 2674 | 1674.41 | 1496.21 | 367 | 381 | 288 | 5000165 Unit_2 steel parts China | 22658584 | 842139 | N | N
Polo | FAIST Anlagenbau GmbH Krumbach | TPMC | Cubierta de madera Pos.71-11 | Weather hood Pos.71-11 | Refuerzo horizontal | horizontal stiffening | 3551 | 23MBL304 | AIR INTAKE SYSTEM | 32 | PCE | China P.R. |  | 23MBL |  |  |  |  | 2329 | S-2329-0032-A-23-3551-00234961-N | 2849 | 2348.7 | 469.54 | 326 | 139 | 143 | 5000165 Unit_2 steel parts China | 22658282 | 842139 | N | N
Polo | FAIST Anlagenbau GmbH Krumbach | TPMC | Cubierta de madera Pos.71-11 | Weather hood Pos.71-11 | Refuerzo horizontal | horizontal stiffening | 3551 | 23MBL304 | AIR INTAKE SYSTEM | 96 | PCE | China P.R. |  | 23MBL |  |  |  |  | 2329 | S-2329-0032-A-23-3551-00234961-N | 2849 | 2348.7 | 1138.75 | 326 | 139 | 143 | 5000165 Unit_2 steel parts China | 22658283 | 842139 | N | N
Polo | FAIST Anlagenbau GmbH Krumbach | TPMC | Cubierta de madera Pos.71-11 | Weather hood Pos.71-11 | Refuerzo horizontal | horizontal stiffening | 3551 | 23MBL304 | AIR INTAKE SYSTEM | 32 | PCE | China P.R. |  | 23MBL |  |  |  |  | 2329 | S-2329-0032-A-23-3551-00234961-N | 2849 | 2348.7 | 283.07 | 326 | 139 | 143 | 5000165 Unit_2 steel parts China | 22658284 | 842139 | N | N
Polo | FAIST Anlagenbau GmbH Krumbach | TPMC | Cubierta de madera Pos.71-11 | Weather hood Pos.71-11 | Refuerzo horizontal | horizontal stiffening | 3551 | 23MBL304 | AIR INTAKE SYSTEM | 24 | PCE | China P.R. |  | 23MBL |  |  |  |  | 2329 | S-2329-0032-A-23-3551-00234961-N | 2849 | 2348.7 | 149.47 | 326 | 139 | 143 | 5000165 Unit_2 steel parts China | 22658285 | 842139 | N | N
Polo | FAIST Anlagenbau GmbH Krumbach | TPMC | Cubierta de madera Pos.71-11 | Weather hood Pos.71-11 | Refuerzo horizontal | horizontal stiffening | 3551 | 23MBL304 | AIR INTAKE SYSTEM | 24 | PCE | China P.R. |  | 23MBL |  |  |  |  | 2329 | S-2329-0032-A-23-3551-00234961-N | 2849 | 2348.7 | 149.47 | 326 | 139 | 143 | 5000165 Unit_2 steel parts China | 22658286 | 842139 | N | N
Polo | FAIST Anlagenbau GmbH Krumbach | TPMC | Cubierta de madera Pos.71-11 | Weather hood Pos.71-11 | Refuerzo anticaída | Anti Icing stiffening | 3551 | 23MBL304 | AIR INTAKE SYSTEM | 1 | PCE | China P.R. |  | 23MBL |  |  |  |  | 2329 | S-2329-0032-A-23-3551-00234961-N | 2849 | 2348.7 | 18.71 | 326 | 139 | 143 | 5000165 Unit_2 steel parts China | 22658287 | 842139 | N | N
Polo | FAIST Anlagenbau GmbH Krumbach | TPMC | Cubierta de madera Pos.71-11 | Weather hood Pos.71-11 | Refuerzo anticaída | Anti Icing stiffening | 3551 | 23MBL304 | AIR INTAKE SYSTEM | 1 | PCE | China P.R. |  | 23MBL |  |  |  |  | 2329 | S-2329-0032-A-23-3551-00234961-N | 2849 | 2348.7 | 16.16 | 326 | 139 | 143 | 5000165 Unit_2 steel parts China | 22658288 | 842139 | N | N
Polo | FAIST Anlagenbau GmbH Krumbach | TPMC | Cubierta de madera Pos.71-11 | Weather hood Pos.71-11 | Refuerzo anticaída | Anti Icing stiffening | 3551 | 23MBL304 | AIR INTAKE SYSTEM | 1 | PCE | China P.R. |  | 23MBL |  |  |  |  | 2329 | S-2329-0032-A-23-3551-00234961-N | 2849 | 2348.7 | 15.56 | 326 | 139 | 143 | 5000165 Unit_2 steel parts China | 22658289 | 842139 | N | N
Polo | FAIST Anlagenbau GmbH Krumbach | TPMC | Cubierta de madera Pos.71-11 | Weather hood Pos.71-11 | Refuerzo anticaída | Anti Icing stiffening | 3551 | 23MBL304 | AIR INTAKE SYSTEM | 1 | PCE | China P.R. |  | 23MBL |  |  |  |  | 2329 | S-2329-0032-A-23-3551-00234961-N | 2849 | 2348.7 | 12.81 | 326 | 139 | 143 | 5000165 Unit_2 steel parts China | 22658290 | 842139 | N | N
Polo | FAIST Anlagenbau GmbH Krumbach | TPMC | Cubierta de madera Pos.71-11 | Weather hood Pos.71-11 | Refuerzo anticaída | Anti Icing stiffening | 3551 | 23MBL304 | AIR INTAKE SYSTEM | 1 | PCE | China P.R. |  | 23MBL |  |  |  |  | 2329 | S-2329-0032-A-23-3551-00234961-N | 2849 | 2348.7 | 15.96 | 326 | 139 | 143 | 5000165 Unit_2 steel parts China | 22658291 | 842139 | N | N
Polo | FAIST Anlagenbau GmbH Krumbach | TPMC | Cubierta de madera Pos.71-11 | Weather hood Pos.71-11 | Refuerzo anticaída | Anti Icing stiffening | 3551 | 23MBL304 | AIR INTAKE SYSTEM | 1 | PCE | China P.R. |  | 23MBL |  |  |  |  | 2329 | S-2329-0032-A-23-3551-00234961-N | 2849 | 2348.7 | 16.18 | 326 | 139 | 143 | 5000165 Unit_2 steel parts China | 22658292 | 842139 | N | N
Polo | FAIST Anlagenbau GmbH Krumbach | TPMC | Cubierta de madera Pos.71-11 | Weather hood Pos.71-11 | Refuerzo anticaída | Anti Icing stiffening | 3551 | 23MBL304 | AIR INTAKE SYSTEM | 1 | PCE | China P.R. |  | 23MBL |  |  |  |  | 2329 | S-2329-0032-A-23-3551-00234961-N | 2849 | 2348.7 | 12.81 | 326 | 139 | 143 | 5000165 Unit_2 steel parts China | 22658293 | 842139 | N | N
Polo | FAIST Anlagenbau GmbH Krumbach | TPMC | Cubierta de madera Pos.71-11 | Weather hood Pos.71-11 | Refuerzo anticaída | Anti Icing stiffening | 3551 | 23MBL304 | AIR INTAKE SYSTEM | 1 | PCE | China P.R. |  | 23MBL |  |  |  |  | 2329 | S-2329-0032-A-23-3551-00234961-N | 2849 | 2348.7 | 15.56 | 326 | 139 | 143 | 5000165 Unit_2 steel parts China | 22658294 | 842139 | N | N
Polo | FAIST Anlagenbau GmbH Krumbach | TPMC | Cubierta de madera Pos.71-11 | Weather hood Pos.71-11 | Refuerzo anticaída | Anti Icing stiffening | 3551 | 23MBL304 | AIR INTAKE SYSTEM | 1 | PCE | China P.R. |  | 23MBL |  |  |  |  | 2329 | S-2329-0032-A-23-3551-00234961-N | 2849 | 2348.7 | 16.16 | 326 | 139 | 143 | 5000165 Unit_2 steel parts China | 22658295 | 842139 | N | N
Polo | FAIST Anlagenbau GmbH Krumbach | TPMC | Cubierta de madera Pos.71-11 | Weather hood Pos.71-11 | Refuerzo anticaída | Anti Icing stiffening | 3551 | 23MBL304 | AIR INTAKE SYSTEM | 1 | PCE | China P.R. |  | 23MBL |  |  |  |  | 2329 | S-2329-0032-A-23-3551-00234961-N | 2849 | 2348.7 | 18.49 | 326 | 139 | 143 | 5000165 Unit_2 steel parts China | 22658296 | 842139 | N | N
Polo | Zhejiang NAMAG Equipment Manufacturing Co. Ltd. Tongxiang | TPMC | Colector de escape de turbina para SGT5-4000F | Turbine Exit Manifold SGT5-4000F | Colector de escape de turbina para SGT5-4000F | Turbine Exhaust Manifold for SGT5-4000F gas turbine | 3571 | 23MBR305 | Turbine Exhaust Manifold | 1 | PCE | China P.R. | [6 empty] | 2330 | S-2330-0001-C-23-3571-00279281-N | 6660 | 4076 | 4076 | 504 | 502 | 250 | SIK980000071256 | 22771901 |  | N | N
Polo | Minimax Fire Solutions International GmbH Bad Oldesloe | TPMC | Fire Fighting System |  | Botella de acero 67,5 ltr CO2-EU - vacio | Steel Cylinder 67,5 ltr. CO2-EU - EMPTY | 6295 | 23SGY306 | FIFI | 12 | PCE | Germany | [6 empty] | 2331 | S-2331-0001-A-23-6295-01205195-N | 1234 | 1024 | 993 | 180 | 118 | 122 | FM02a Polo Unit 23 | 22903137 |  | N | N
Polo | Minimax Fire Solutions International GmbH Bad Oldesloe | TPMC | Fire Fighting System |  | Botella de acero 10,7 ltr CO2-EU - vacio | Steel Cylinder 10,7 ltr. CO2-EU - EMPTY | 6295 | 23SGY306 | FIFI | 3 | PCE | Germany | [6 empty] | 2331 | S-2331-0001-A-23-6295-01205195-N | 1234 | 1024 | 31 | 180 | 118 | 122 | FM02a Polo Unit 23 | 22903138 |  | N | N
Polo | Minimax Fire Solutions International GmbH Bad Oldesloe | TPMC | Fire Fighting System |  | Botella de acero 67,5 ltr CO2-EU - vacio | Steel Cylinder 67,5 ltr. CO2-EU - EMPTY | 6295 | 23SGY306 | FIFI | 12 | PCE | Germany | [6 empty] | 2331 | S-2331-0002-A-23-6295-01205195-N | 1210 | 993 | 993 | 180 | 118 | 122 | FM02a Polo Unit 23 | 22903139 |  | N | N
Polo | Minimax Fire Solutions International GmbH Bad Oldesloe | TPMC | Fire Fighting System |  | Botella de acero 67,5 ltr CO2-EU - vacio | Steel Cylinder 67,5 ltr. CO2-EU - EMPTY | 6295 | 23SGY306 | FIFI | 12 | PCE | Germany | [6 empty] | 2331 | S-2331-0003-A-23-6295-01205195-N | 1209.5 | 993 | 993 | 180 | 118 | 122 | FM02a Polo Unit 23 | 22903140 |  | N | N
Polo | Minimax Fire Solutions International GmbH Bad Oldesloe | TPMC | Fire Fighting System |  | Botella de acero 67,5 ltr CO2-EU - vacio | Steel Cylinder 67,5 ltr. CO2-EU - EMPTY | 6295 | 23SGY306 | FIFI | 12 | PCE | Germany | [6 empty] | 2331 | S-2331-0004-A-23-6295-01205195-N | 1211.5 | 993 | 993 | 180 | 118 | 122 | FM02a Polo Unit 23 | 22903141 |  | N | N
Polo | Minimax Fire Solutions International GmbH Bad Oldesloe | TPMC | Gas and Fire Detection System |  | cables de alarma contra incendios Global CUVZ 2x1 rojo | fire cable Global CUVZ 2x1 red | 6295 | 23SGY306 | FIFI | 2500 | MTR | Germany | [6 empty] | 2331 | S-2331-0005-A-23-6295-01205195-N | 844 | 569 | 184 | 252 | 102 | 130 | FM02a Polo Unit 23 | 22903542 |  | N | N
Polo | Minimax Fire Solutions International GmbH Bad Oldesloe | TPMC | Gas and Fire Detection System |  | cables de alarma contra incendios Global CUVZ 4x1 rojo | fire cable Global CUVZ 4x1 red | 6295 | 23SGY306 | FIFI | 1000 | MTR | Germany | [6 empty] | 2331 | S-2331-0005-A-23-6295-01205195-N | 844 | 569 | 122 | 252 | 102 | 130 | FM02a Polo Unit 23 | 22903543 |  | N | N
Polo | Minimax Fire Solutions International GmbH Bad Oldesloe | TPMC | Gas and Fire Detection System |  | cables de alarma contra incendios Global CUVZ 7x1 rojo | fire cable Global CUVZ 7x1 red | 6295 | 23SGY306 | FIFI | 1000 | MTR | Germany | [6 empty] | 2331 | S-2331-0005-A-23-6295-01205195-N | 844 | 569 | 165 | 252 | 102 | 130 | FM02a Polo Unit 23 | 22903544 |  | N | N
Polo | Minimax Fire Solutions International GmbH Bad Oldesloe | TPMC | Gas and Fire Detection System |  | cables de alarma contra incendios Global CUVZ 2x1,5 rojo | fire cable Global CUVZ 2x1,5 red | 6295 | 23SGY306 | FIFI | 1000 | MTR | Germany | [6 empty] | 2331 | S-2331-0005-A-23-6295-01205195-N | 844 | 569 | 98 | 252 | 102 | 130 | FM02a Polo Unit 23 | 22903545 |  | N | N
Polo | Minimax Fire Solutions International GmbH Bad Oldesloe | TPMC | Fire Fighting System |  | Válvula direccional CO2, DN 50 | CO2-manifold, prefabricated | 6295 | 23SGY306 | FIFI | 1 | PCE | Germany | [6 empty] | 2331 | S-2331-0006-A-23-6295-01205195-N | 1740 | 1410 | 82 | 252 | 122 | 106 | FM02a Polo Unit 23 | 22903354 |  | N | N
Polo | Minimax Fire Solutions International GmbH Bad Oldesloe | TPMC | Fire Fighting System |  | Suspensión varilla de activación | hanging device release bar | 6295 | 23SGY306 | FIFI | 4 | PCE | Germany | [6 empty] | 2331 | S-2331-0006-A-23-6295-01205195-N | 1740 | 1410 | 0.74 | 252 | 122 | 106 | FM02a Polo Unit 23 | 22903363 |  | N | N
Polo | Minimax Fire Solutions International GmbH Bad Oldesloe | TPMC | Fire Fighting System |  | Capuchoón protector DN 6 | protection cap DN 6 | 6295 | 23SGY306 | FIFI | 2 | PCE | Germany | [6 empty] | 2331 | S-2331-0006-A-23-6295-01205195-N | 1740 | 1410 | 0.03 | 252 | 122 | 106 | FM02a Polo Unit 23 | 22903385 |  | N | N
Polo | Minimax Fire Solutions International GmbH Bad Oldesloe | TPMC | Fire Fighting System |  | Válvula de retención intercambio MX-WRV4 | change-over non-return valve MX | 6295 | 23SGY306 | FIFI | 3 | PCE | Germany | [6 empty] | 2331 | S-2331-0006-A-23-6295-01205195-N | 1740 | 1410 | 0.74 | 252 | 122 | 106 | FM02a Polo Unit 23 | 22903386 |  | N | N
Polo | Minimax Fire Solutions International GmbH Bad Oldesloe | TPMC | Fire Fighting System |  | Dispositivo de seguridad error de impresión | safety device malfunction failure SFD | 6295 | 23SGY306 | FIFI | 1 | PCE | Germany | [6 empty] | 2331 | S-2331-0006-A-23-6295-01205195-N | 1740 | 1410 | 0.16 | 252 | 122 | 106 | FM02a Polo Unit 23 | 22903387 |  | N | N
Polo | Minimax Fire Solutions International GmbH Bad Oldesloe | TPMC | Fire Fighting System |  | Atornillado RC 2" | union RC 2" | 6295 | 23SGY306 | FIFI | 5 | PCE | Germany | [6 empty] | 2331 | S-2331-0006-A-23-6295-01205195-N | 1740 | 1410 | 12.35 | 252 | 122 | 106 | FM02a Polo Unit 23 | 22903146 |  | N | N
Polo | Minimax Fire Solutions International GmbH Bad Oldesloe | TPMC | Fire Fighting System |  | Boquilla doble RC 2" 6000 psi | double nipple RC 2" - 6000 psi | 6295 | 23SGY306 | FIFI | 4 | PCE | Germany | [6 empty] | 2331 | S-2331-0006-A-23-6295-01205195-N | 1740 | 1410 | 3.9 | 252 | 122 | 106 | FM02a Polo Unit 23 | 22903147 |  | N | N
Polo | Minimax Fire Solutions International GmbH Bad Oldesloe | TPMC | Fire Fighting System |  | T-pieza RC 2" | T-piece RC 2" | 6295 | 23SGY306 | FIFI | 1 | PCE | Germany | [6 empty] | 2331 | S-2331-0006-A-23-6295-01205195-N | 1740 | 1410 | 3.13 | 252 | 122 | 106 | FM02a Polo Unit 23 | 22903148 |  | N | N
Polo | Minimax Fire Solutions International GmbH Bad Oldesloe | TPMC | Fire Fighting System |  | Ángulo 90° - RC 2" | elbow RC 2" - 90° | 6295 | 23SGY306 | FIFI | 4 | PCE | Germany | [6 empty] | 2331 | S-2331-0006-A-23-6295-01205195-N | 1740 | 1410 | 9.86 | 252 | 122 | 106 | FM02a Polo Unit 23 | 22903149 |  | N | N
Polo | Minimax Fire Solutions International GmbH Bad Oldesloe | TPMC | Fire Fighting System |  | Atornillado U11-2" | union U11-2" | 6295 | 23SGY306 | FIFI | 6 | PCE | Germany | [6 empty] | 2331 | S-2331-0006-A-23-6295-01205195-N | 1740 | 1410 | 6.2 | 252 | 122 | 106 | FM02a Polo Unit 23 | 22903150 |  | N | N
Polo | Minimax Fire Solutions International GmbH Bad Oldesloe | TPMC | Fire Fighting System |  | Boquilla doble N8-2" | double nipple N8-2" | 6295 | 23SGY306 | FIFI | 5 | PCE | Germany | [6 empty] | 2331 | S-2331-0006-A-23-6295-01205195-N | 1740 | 1410 | 2.6 | 252 | 122 | 106 | FM02a Polo Unit 23 | 22903151 |  | N | N
Polo | Minimax Fire Solutions International GmbH Bad Oldesloe | TPMC | Fire Fighting System |  | Ángulo A1-2" | elbow A1-2" | 6295 | 23SGY306 | FIFI | 6 | PCE | Germany | [6 empty] | 2331 | S-2331-0006-A-23-6295-01205195-N | 1740 | 1410 | 5.47 | 252 | 122 | 106 | FM02a Polo Unit 23 | 22903152 |  | N | N
Polo | Minimax Fire Solutions International GmbH Bad Oldesloe | TPMC | Fire Fighting System |  | Dispositivo pesar WE4 | weighing device WE4 | 6295 | 23SGY306 | FIFI | 11 | PCE | Germany | [6 empty] | 2331 | S-2331-0006-A-23-6295-01205195-N | 1740 | 1410 | 10.38 | 252 | 122 | 106 | FM02a Polo Unit 23 | 22903364 |  | N | N
Polo | Minimax Fire Solutions International GmbH Bad Oldesloe | TPMC | Fire Fighting System |  | T-pieza B1-2" | T-piece B1-2" | 6295 | 23SGY306 | FIFI | 2 | PCE | Germany | [6 empty] | 2331 | S-2331-0006-A-23-6295-01205195-N | 1740 | 1410 | 2.4 | 252 | 122 | 106 | FM02a Polo Unit 23 | 22903153 |  | N | N
Polo | Minimax Fire Solutions International GmbH Bad Oldesloe | TPMC | Fire Fighting System |  | Boquilla reducción N4-2x1" | reducing nipple N4-2x1" | 6295 | 23SGY306 | FIFI | 2 | PCE | Germany | [6 empty] | 2331 | S-2331-0006-A-23-6295-01205195-N | 1740 | 1410 | 0.81 | 252 | 122 | 106 | FM02a Polo Unit 23 | 22903154 |  | N | N
Polo | Minimax Fire Solutions International GmbH Bad Oldesloe | TPMC | Fire Fighting System |  | Boquilla doble N8-1/2" | double nipple N8-1/2" | 6295 | 23SGY306 | FIFI | 2 | PCE | Germany | [6 empty] | 2331 | S-2331-0006-A-23-6295-01205195-N | 1740 | 1410 | 0.14 | 252 | 122 | 106 | FM02a Polo Unit 23 | 22903155 |  | N | N
Polo | Minimax Fire Solutions International GmbH Bad Oldesloe | TPMC | Fire Fighting System |  | Boquilla reducción N4-3/4x1/2" | reducing nipple N4-3/4x1/2" | 6295 | 23SGY306 | FIFI | 2 | PCE | Germany | [6 empty] | 2331 | S-2331-0006-A-23-6295-01205195-N | 1740 | 1410 | 0.11 | 252 | 122 | 106 | FM02a Polo Unit 23 | 22903156 |  | N | N
Polo | Minimax Fire Solutions International GmbH Bad Oldesloe | TPMC | Fire Fighting System |  | Ángulo A1-3/4" | elbow A1-3/4" | 6295 | 23SGY306 | FIFI | 5 | PCE | Germany | [6 empty] | 2331 | S-2331-0006-A-23-6295-01205195-N | 1740 | 1410 | 0.92 | 252 | 122 | 106 | FM02a Polo Unit 23 | 22903157 |  | N | N
Polo | Minimax Fire Solutions International GmbH Bad Oldesloe | TPMC | Fire Fighting System |  | Boquilla doble N8-3/4" | double nipple N8-3/4" | 6295 | 23SGY306 | FIFI | 5 | PCE | Germany | [6 empty] | 2331 | S-2331-0006-A-23-6295-01205195-N | 1740 | 1410 | 0.48 | 252 | 122 | 106 | FM02a Polo Unit 23 | 22903158 |  | N | N
Polo | Minimax Fire Solutions International GmbH Bad Oldesloe | TPMC | Fire Fighting System |  | Atornillado U11-3/4" | union U11-3/4" | 6295 | 23SGY306 | FIFI | 5 | PCE | Germany | [6 empty] | 2331 | S-2331-0006-A-23-6295-01205195-N | 1740 | 1410 | 1.57 | 252 | 122 | 106 | FM02a Polo Unit 23 | 22903159 |  | N | N
Polo | Minimax Fire Solutions International GmbH Bad Oldesloe | TPMC | Fire Fighting System |  | Atornillado GE6-PSR-ED A3C | union GE6-PSR-ED A3C | 6295 | 23SGY306 | FIFI | 10 | PCE | Germany | [6 empty] | 2331 | S-2331-0006-A-23-6295-01205195-N | 1740 | 1410 | 0.54 | 252 | 122 | 106 | FM02a Polo Unit 23 | 22903160 |  | N | N
Polo | Minimax Fire Solutions International GmbH Bad Oldesloe | TPMC | Fire Fighting System |  | Atornillado W6-PL A3C | union W6-PL-A3C | 6295 | 23SGY306 | FIFI | 35 | PCE | Germany | [6 empty] | 2331 | S-2331-0006-A-23-6295-01205195-N | 1740 | 1410 | 1.82 | 252 | 122 | 106 | FM02a Polo Unit 23 | 22903161 |  | N | N
Polo | Minimax Fire Solutions International GmbH Bad Oldesloe | TPMC | Fire Fighting System |  | Atornillado G6-PL A3C | union G6-PL-A3C | 6295 | 23SGY306 | FIFI | 10 | PCE | Germany | [6 empty] | 2331 | S-2331-0006-A-23-6295-01205195-N | 1740 | 1410 | 0.34 | 252 | 122 | 106 | FM02a Polo Unit 23 | 22903162 |  | N | N
Polo | Minimax Fire Solutions International GmbH Bad Oldesloe | TPMC | Fire Fighting System |  | Suspensión ARGOTEC | hanging device Argotec | 6295 | 23SGY306 | FIFI | 11 | PCE | Germany | [6 empty] | 2331 | S-2331-0006-A-23-6295-01205195-N | 1740 | 1410 | 4.62 | 252 | 122 | 106 | FM02a Polo Unit 23 | 22903365 |  | N | N
Polo | Minimax Fire Solutions International GmbH Bad Oldesloe | TPMC | Fire Fighting System |  | Atornillado T6-PL A3C | union T6-PL A3C | 6295 | 23SGY306 | FIFI | 15 | PCE | Germany | [6 empty] | 2331 | S-2331-0006-A-23-6295-01205195-N | 1740 | 1410 | 1.05 | 252 | 122 | 106 | FM02a Polo Unit 23 | 22903163 |  | N | N
Polo | Minimax Fire Solutions International GmbH Bad Oldesloe | TPMC | Fire Fighting System |  | Atornillado EVT 06 S A3C | union EVT 06 S A3C | 6295 | 23SGY306 | FIFI | 2 | PCE | Germany | [6 empty] | 2331 | S-2331-0006-A-23-6295-01205195-N | 1740 | 1410 | 0.2 | 252 | 122 | 106 | FM02a Polo Unit 23 | 22903164 |  | N | N
Polo | Minimax Fire Solutions International GmbH Bad Oldesloe | TPMC | Fire Fighting System |  | Abrazadera de cable B16, galv | cable clamp B16, galv. | 6295 | 23SGY306 | FIFI | 30 | PCE | Germany | [6 empty] | 2331 | S-2331-0006-A-23-6295-01205195-N | 1740 | 1410 | 0.69 | 252 | 122 | 106 | FM02a Polo Unit 23 | 22903165 |  | N | N
Polo | Minimax Fire Solutions International GmbH Bad Oldesloe | TPMC | Fire Fighting System |  | Tornillo hexágono M8x25 Mu DIN601 | hex.screw M8x25 Mu DIN 601 | 6295 | 23SGY306 | FIFI | 200 | PCE | Germany | [6 empty] | 2331 | S-2331-0006-A-23-6295-01205195-N | 1740 | 1410 | 3.6 | 252 | 122 | 106 | FM02a Polo Unit 23 | 22903166 |  | N | N
Polo | Minimax Fire Solutions International GmbH Bad Oldesloe | TPMC | Fire Fighting System |  | Vara roscada M8x1000 DIN 975 | threaded rod M8x1000 DIN 975 | 6295 | 23SGY306 | FIFI | 2 | MTR | Germany | [6 empty] | 2331 | S-2331-0006-A-23-6295-01205195-N | 1740 | 1410 | 0.62 | 252 | 122 | 106 | FM02a Polo Unit 23 | 22903143 |  | N | N
Polo | Minimax Fire Solutions International GmbH Bad Oldesloe | TPMC | Fire Fighting System |  | Tornillo cuñado M8x85 | studbolt M8x85 | 6295 | 23SGY306 | FIFI | 50 | PCE | Germany | [6 empty] | 2331 | S-2331-0006-A-23-6295-01205195-N | 1740 | 1410 | 2.8 | 252 | 122 | 106 | FM02a Polo Unit 23 | 22903167 |  | N | N
Polo | Minimax Fire Solutions International GmbH Bad Oldesloe | TPMC | Fire Fighting System |  | Torno B8,4 DIN 9021 | washer B8,4 DIN 9021 | 6295 | 23SGY306 | FIFI | 100 | PCE | Germany | [6 empty] | 2331 | S-2331-0006-A-23-6295-01205195-N | 1740 | 1410 | 0.6 | 252 | 122 | 106 | FM02a Polo Unit 23 | 22903213 |  | N | N
Polo | Minimax Fire Solutions International GmbH Bad Oldesloe | TPMC | Fire Fighting System |  | Tornillo arco DN50 | U-bolt DN 50 | 6295 | 23SGY306 | FIFI | 10 | PCE | Germany | [6 empty] | 2331 | S-2331-0006-A-23-6295-01205195-N | 1740 | 1410 | 0.83 | 252 | 122 | 106 | FM02a Polo Unit 23 | 22903214 |  | N | N
Polo | Minimax Fire Solutions International GmbH Bad Oldesloe | TPMC | Fire Fighting System |  | Tornillo arco DN25 | U-bolt DN 25 | 6295 | 23SGY306 | FIFI | 10 | PCE | Germany | [6 empty] | 2331 | S-2331-0006-A-23-6295-01205195-N | 1740 | 1410 | 0.56 | 252 | 122 | 106 | FM02a Polo Unit 23 | 22903215 |  | N | N
Polo | Minimax Fire Solutions International GmbH Bad Oldesloe | TPMC | Fire Fighting System |  | Tornillo arco DN20 | U-bolt DN 20 | 6295 | 23SGY306 | FIFI | 10 | PCE | Germany | [6 empty] | 2331 | S-2331-0006-A-23-6295-01205195-N | 1740 | 1410 | 0.44 | 252 | 122 | 106 | FM02a Polo Unit 23 | 22903216 |  | N | N
Polo | Minimax Fire Solutions International GmbH Bad Oldesloe | TPMC | Fire Fighting System |  | Manguera de persión W21,8x3/4"x375 | pressure hose W21,8x3/4"x375 | 6295 | 23SGY306 | FIFI | 11 | PCE | Germany | [6 empty] | 2331 | S-2331-0006-A-23-6295-01205195-N | 1740 | 1410 | 5.2 | 252 | 122 | 106 | FM02a Polo Unit 23 | 22903366 |  | N | N
Polo | Minimax Fire Solutions International GmbH Bad Oldesloe | TPMC | Fire Fighting System |  | Colector completo | support for manifold, 365 bar | 6295 | 23SGY306 | FIFI | 2 | PCE | Germany | [6 empty] | 2331 | S-2331-0006-A-23-6295-01205195-N | 1740 | 1410 | 15.44 | 252 | 122 | 106 | FM02a Polo Unit 23 | 22903217 |  | N | N
Polo | Minimax Fire Solutions International GmbH Bad Oldesloe | TPMC | Fire Fighting System |  | Tapa KRV-2 | cap KRV-2 | 6295 | 23SGY306 | FIFI | 2 | PCE | Germany | [6 empty] | 2331 | S-2331-0006-A-23-6295-01205195-N | 1740 | 1410 | 0.27 | 252 | 122 | 106 | FM02a Polo Unit 23 | 22903218 |  | N | N
Polo | Minimax Fire Solutions International GmbH Bad Oldesloe | TPMC | Fire Fighting System |  | Ángulo A1-2" | elbow A1-2" | 6295 | 23SGY306 | FIFI | 13 | PCE | Germany | [6 empty] | 2331 | S-2331-0006-A-23-6295-01205195-N | 1740 | 1410 | 11.86 | 252 | 122 | 106 | FM02a Polo Unit 23 | 22903219 |  | N | N
Polo | Minimax Fire Solutions International GmbH Bad Oldesloe | TPMC | Fire Fighting System |  | Boquilla doble N8-2" | double nipple N8-2" | 6295 | 23SGY306 | FIFI | 6 | PCE | Germany | [6 empty] | 2331 | S-2331-0006-A-23-6295-01205195-N | 1740 | 1410 | 3.12 | 252 | 122 | 106 | FM02a Polo Unit 23 | 22903220 |  | N | N
Polo | Minimax Fire Solutions International GmbH Bad Oldesloe | TPMC | Fire Fighting System |  | Atornillado U11-2" | union U11-2" | 6295 | 23SGY306 | FIFI | 6 | PCE | Germany | [6 empty] | 2331 | S-2331-0006-A-23-6295-01205195-N | 1740 | 1410 | 6.2 | 252 | 122 | 106 | FM02a Polo Unit 23 | 22903221 |  | N | N
Polo | Minimax Fire Solutions International GmbH Bad Oldesloe | TPMC | Fire Fighting System |  | T-pieza B1-2" | T-piece B1-2" | 6295 | 23SGY306 | FIFI | 6 | PCE | Germany | [6 empty] | 2331 | S-2331-0006-A-23-6295-01205195-N | 1740 | 1410 | 7.2 | 252 | 122 | 106 | FM02a Polo Unit 23 | 22903222 |  | N | N
Polo | Minimax Fire Solutions International GmbH Bad Oldesloe | TPMC | Fire Fighting System |  | Tapa T1-2" | cap T1-2" | 6295 | 23SGY306 | FIFI | 6 | PCE | Germany | [6 empty] | 2331 | S-2331-0006-A-23-6295-01205195-N | 1740 | 1410 | 2.27 | 252 | 122 | 106 | FM02a Polo Unit 23 | 22903223 |  | N | N
Polo | Minimax Fire Solutions International GmbH Bad Oldesloe | TPMC | Fire Fighting System |  | Boquilla reducción N4-2x1.1/2" | reducing nipple N4-2x1.1/2" | 6295 | 23SGY306 | FIFI | 3 | PCE | Germany | [6 empty] | 2331 | S-2331-0006-A-23-6295-01205195-N | 1740 | 1410 | 0.82 | 252 | 122 | 106 | FM02a Polo Unit 23 | 22903224 |  | N | N
Polo | Minimax Fire Solutions International GmbH Bad Oldesloe | TPMC | Fire Fighting System |  | T-pieza B1-1.1/2x1/2x1.1/2" | T-piece B1-1.1/2x1/2x1.1/2" | 6295 | 23SGY306 | FIFI | 3 | PCE | Germany | [6 empty] | 2331 | S-2331-0006-A-23-6295-01205195-N | 1740 | 1410 | 1.41 | 252 | 122 | 106 | FM02a Polo Unit 23 | 22903225 |  | N | N
Polo | Minimax Fire Solutions International GmbH Bad Oldesloe | TPMC | Fire Fighting System |  | Boquilla reducción N4-1.1/2x1.1/4" | reducing nipple N4-1.1/2x1.1/4" | 6295 | 23SGY306 | FIFI | 3 | PCE | Germany | [6 empty] | 2331 | S-2331-0006-A-23-6295-01205195-N | 1740 | 1410 | 0.38 | 252 | 122 | 106 | FM02a Polo Unit 23 | 22903226 |  | N | N
Polo | Minimax Fire Solutions International GmbH Bad Oldesloe | TPMC | Fire Fighting System |  | Soporte activación acumulador | support for battery release | 6295 | 23SGY306 | FIFI | 1 | PCE | Germany | [6 empty] | 2331 | S-2331-0006-A-23-6295-01205195-N | 1740 | 1410 | 0.64 | 252 | 122 | 106 | FM02a Polo Unit 23 | 22903168 |  | N | N
Polo | Minimax Fire Solutions International GmbH Bad Oldesloe | TPMC | Fire Fighting System |  | T-pieza B1-1.1/4x3/4x1.1/4" | T-piece B1-1.1/4x3/4x1.1/4" | 6295 | 23SGY306 | FIFI | 4 | PCE | Germany | [6 empty] | 2331 | S-2331-0006-A-23-6295-01205195-N | 1740 | 1410 | 1.17 | 252 | 122 | 106 | FM02a Polo Unit 23 | 22903227 |  | N | N
Polo | Minimax Fire Solutions International GmbH Bad Oldesloe | TPMC | Fire Fighting System |  | Boquilla reducción N4-1.1/4x1" | reducing nipple N4-1.1/4x1" | 6295 | 23SGY306 | FIFI | 3 | PCE | Germany | [6 empty] | 2331 | S-2331-0006-A-23-6295-01205195-N | 1740 | 1410 | 0.4 | 252 | 122 | 106 | FM02a Polo Unit 23 | 22903228 |  | N | N
Polo | Minimax Fire Solutions International GmbH Bad Oldesloe | TPMC | Fire Fighting System |  | Boquilla doble N8-1.1/4" | double nipple N8-1.1/4" | 6295 | 23SGY306 | FIFI | 3 | PCE | Germany | [6 empty] | 2331 | S-2331-0006-A-23-6295-01205195-N | 1740 | 1410 | 0.68 | 252 | 122 | 106 | FM02a Polo Unit 23 | 22903229 |  | N | N
Polo | Minimax Fire Solutions International GmbH Bad Oldesloe | TPMC | Fire Fighting System |  | Boquilla doble N8-1" | double nipple N8-1" | 6295 | 23SGY306 | FIFI | 8 | PCE | Germany | [6 empty] | 2331 | S-2331-0006-A-23-6295-01205195-N | 1740 | 1410 | 1.23 | 252 | 122 | 106 | FM02a Polo Unit 23 | 22903230 |  | N | N
Polo | Minimax Fire Solutions International GmbH Bad Oldesloe | TPMC | Fire Fighting System |  | Atornillado U11-1" | union U11-1" | 6295 | 23SGY306 | FIFI | 6 | PCE | Germany | [6 empty] | 2331 | S-2331-0006-A-23-6295-01205195-N | 1740 | 1410 | 2.28 | 252 | 122 | 106 | FM02a Polo Unit 23 | 22903231 |  | N | N
Polo | Minimax Fire Solutions International GmbH Bad Oldesloe | TPMC | Fire Fighting System |  | T-pieza B1-1x1/2x1" | T-piece B1-1x1/2x1" | 6295 | 23SGY306 | FIFI | 3 | PCE | Germany | [6 empty] | 2331 | S-2331-0006-A-23-6295-01205195-N | 1740 | 1410 | 0.96 | 252 | 122 | 106 | FM02a Polo Unit 23 | 22903232 |  | N | N
Polo | Minimax Fire Solutions International GmbH Bad Oldesloe | TPMC | Fire Fighting System |  | T-pieza B1-1x3/4x1" | T-piece B1-1x3/4x1" | 6295 | 23SGY306 | FIFI | 3 | PCE | Germany | [6 empty] | 2331 | S-2331-0006-A-23-6295-01205195-N | 1740 | 1410 | 0.77 | 252 | 122 | 106 | FM02a Polo Unit 23 | 22903233 |  | N | N
Polo | Minimax Fire Solutions International GmbH Bad Oldesloe | TPMC | Fire Fighting System |  | Tapa T1-1" | cap T1-1" | 6295 | 23SGY306 | FIFI | 5 | PCE | Germany | [6 empty] | 2331 | S-2331-0006-A-23-6295-01205195-N | 1740 | 1410 | 0.55 | 252 | 122 | 106 | FM02a Polo Unit 23 | 22903234 |  | N | N
Polo | Minimax Fire Solutions International GmbH Bad Oldesloe | TPMC | Fire Fighting System |  | T-pieza B1-2x3/4x2" | T-piece B1-2x3/4x2" | 6295 | 23SGY306 | FIFI | 2 | PCE | Germany | [6 empty] | 2331 | S-2331-0006-A-23-6295-01205195-N | 1740 | 1410 | 1.4 | 252 | 122 | 106 | FM02a Polo Unit 23 | 22903235 |  | N | N
Polo | Minimax Fire Solutions International GmbH Bad Oldesloe | TPMC | Fire Fighting System |  | T-pieza B1-1.1/2x3/4x1.1/2" | T-piece B1-1.1/2x3/4x1.1/2" | 6295 | 23SGY306 | FIFI | 2 | PCE | Germany | [6 empty] | 2331 | S-2331-0006-A-23-6295-01205195-N | 1740 | 1410 | 0.72 | 252 | 122 | 106 | FM02a Polo Unit 23 | 22903236 |  | N | N
Polo | Minimax Fire Solutions International GmbH Bad Oldesloe | TPMC | Fire Fighting System |  | Accesorios soporte acumulador | accessories for support of battery | 6295 | 23SGY306 | FIFI | 1 | PCE | Germany | [6 empty] | 2331 | S-2331-0006-A-23-6295-01205195-N | 1740 | 1410 | 0.06 | 252 | 122 | 106 | FM02a Polo Unit 23 | 22903169 |  | N | N
Polo | Minimax Fire Solutions International GmbH Bad Oldesloe | TPMC | Fire Fighting System |  | T-pieza B1-1.1/4x1/2x1,1/4" | T-piece B1-1.1/4x1/2x1.1/4" | 6295 | 23SGY306 | FIFI | 3 | PCE | Germany | [6 empty] | 2331 | S-2331-0006-A-23-6295-01205195-N | 1740 | 1410 | 1.2 | 252 | 122 | 106 | FM02a Polo Unit 23 | 22903237 |  | N | N
Polo | Minimax Fire Solutions International GmbH Bad Oldesloe | TPMC | Fire Fighting System |  | Atornillado U11-1.1/4" | union U11-1.1/4" | 6295 | 23SGY306 | FIFI | 10 | PCE | Germany | [6 empty] | 2331 | S-2331-0006-A-23-6295-01205195-N | 1740 | 1410 | 6.06 | 252 | 122 | 106 | FM02a Polo Unit 23 | 22903238 |  | N | N
Polo | Minimax Fire Solutions International GmbH Bad Oldesloe | TPMC | Fire Fighting System |  | Ángulo A1-3/4" | elbow A1-3/4" | 6295 | 23SGY306 | FIFI | 58 | PCE | Germany | [6 empty] | 2331 | S-2331-0006-A-23-6295-01205195-N | 1740 | 1410 | 10.67 | 252 | 122 | 106 | FM02a Polo Unit 23 | 22903239 |  | N | N
Polo | Minimax Fire Solutions International GmbH Bad Oldesloe | TPMC | Fire Fighting System |  | Boquilla doble N8-3/4" | double niple N8-3/4" | 6295 | 23SGY306 | FIFI | 36 | PCE | Germany | [6 empty] | 2331 | S-2331-0006-A-23-6295-01205195-N | 1740 | 1410 | 3.46 | 252 | 122 | 106 | FM02a Polo Unit 23 | 22903240 |  | N | N
Polo | Minimax Fire Solutions International GmbH Bad Oldesloe | TPMC | Fire Fighting System |  | Atornillado U11-3/4" | union U11-3/4" | 6295 | 23SGY306 | FIFI | 20 | PCE | Germany | [6 empty] | 2331 | S-2331-0006-A-23-6295-01205195-N | 1740 | 1410 | 6.26 | 252 | 122 | 106 | FM02a Polo Unit 23 | 22903241 |  | N | N
Polo | Minimax Fire Solutions International GmbH Bad Oldesloe | TPMC | Fire Fighting System |  | T-pieza B1-3/4x1/2x3/4" | T-piece B1-3/4x1/2x3/4" | 6295 | 23SGY306 | FIFI | 19 | PCE | Germany | [6 empty] | 2331 | S-2331-0006-A-23-6295-01205195-N | 1740 | 1410 | 3.57 | 252 | 122 | 106 | FM02a Polo Unit 23 | 22903242 |  | N | N
Polo | Minimax Fire Solutions International GmbH Bad Oldesloe | TPMC | Fire Fighting System |  | Tapa T1-3/4" | cap T1-3/4" | 6295 | 23SGY306 | FIFI | 24 | PCE | Germany | [6 empty] | 2331 | S-2331-0006-A-23-6295-01205195-N | 1740 | 1410 | 1.87 | 252 | 122 | 106 | FM02a Polo Unit 23 | 22903243 |  | N | N
Polo | Minimax Fire Solutions International GmbH Bad Oldesloe | TPMC | Fire Fighting System |  | T-pieza B1-3/4" | T-piece B1-3/4" | 6295 | 23SGY306 | FIFI | 11 | PCE | Germany | [6 empty] | 2331 | S-2331-0006-A-23-6295-01205195-N | 1740 | 1410 | 2.75 | 252 | 122 | 106 | FM02a Polo Unit 23 | 22903244 |  | N | N
Polo | Minimax Fire Solutions International GmbH Bad Oldesloe | TPMC | Fire Fighting System |  | Manga M2-2" | socket M2-2" | 6295 | 23SGY306 | FIFI | 5 | PCE | Germany | [6 empty] | 2331 | S-2331-0006-A-23-6295-01205195-N | 1740 | 1410 | 2.08 | 252 | 122 | 106 | FM02a Polo Unit 23 | 22903245 |  | N | N
Polo | Minimax Fire Solutions International GmbH Bad Oldesloe | TPMC | Fire Fighting System |  | Ángulo A1-1" | elbow A1-1" | 6295 | 23SGY306 | FIFI | 11 | PCE | Germany | [6 empty] | 2331 | S-2331-0006-A-23-6295-01205195-N | 1740 | 1410 | 2.64 | 252 | 122 | 106 | FM02a Polo Unit 23 | 22903246 |  | N | N
Polo | Minimax Fire Solutions International GmbH Bad Oldesloe | TPMC | Fire Fighting System |  | Palanca activación acumulador | lever for release of battery | 6295 | 23SGY306 | FIFI | 1 | PCE | Germany | [6 empty] | 2331 | S-2331-0006-A-23-6295-01205195-N | 1740 | 1410 | 0.17 | 252 | 122 | 106 | FM02a Polo Unit 23 | 22903170 |  | N | N
Polo | Minimax Fire Solutions International GmbH Bad Oldesloe | TPMC | Fire Fighting System |  | T-pieza B1-1" | T-piece B1-1" | 6295 | 23SGY306 | FIFI | 3 | PCE | Germany | [6 empty] | 2331 | S-2331-0006-A-23-6295-01205195-N | 1740 | 1410 | 0.89 | 252 | 122 | 106 | FM02a Polo Unit 23 | 22903247 |  | N | N
Polo | Minimax Fire Solutions International GmbH Bad Oldesloe | TPMC | Fire Fighting System |  | Boquilla reducción N4-1x3/4" | reducing nipple N4-1x3/4" | 6295 | 23SGY306 | FIFI | 3 | PCE | Germany | [6 empty] | 2331 | S-2331-0006-A-23-6295-01205195-N | 1740 | 1410 | 0.24 | 252 | 122 | 106 | FM02a Polo Unit 23 | 22903248 |  | N | N
Polo | Minimax Fire Solutions International GmbH Bad Oldesloe | TPMC | Fire Fighting System |  | Boquilla doble N8-1/2x3/4" | double nipple N8-1./2x1/4" | 6295 | 23SGY306 | FIFI | 4 | PCE | Germany | [6 empty] | 2331 | S-2331-0006-A-23-6295-01205195-N | 1740 | 1410 | 0.2 | 252 | 122 | 106 | FM02a Polo Unit 23 | 22903249 |  | N | N
Polo | Minimax Fire Solutions International GmbH Bad Oldesloe | TPMC | Fire Fighting System |  | Manga M2-3/4" | socket M2-3/4" | 6295 | 23SGY306 | FIFI | 12 | PCE | Germany | [6 empty] | 2331 | S-2331-0006-A-23-6295-01205195-N | 1740 | 1410 | 0.95 | 252 | 122 | 106 | FM02a Polo Unit 23 | 22903250 |  | N | N
Polo | Minimax Fire Solutions International GmbH Bad Oldesloe | TPMC | Fire Fighting System |  | Ángulo A1-1.1/4" | elbow A1-1.1/4" | 6295 | 23SGY306 | FIFI | 24 | PCE | Germany | [6 empty] | 2331 | S-2331-0006-A-23-6295-01205195-N | 1740 | 1410 | 8.4 | 252 | 122 | 106 | FM02a Polo Unit 23 | 22903251 |  | N | N
Polo | Minimax Fire Solutions International GmbH Bad Oldesloe | TPMC | Fire Fighting System |  | Boquilla doble N8-1.1/4" | double nipple N8-1.1/4" | 6295 | 23SGY306 | FIFI | 12 | PCE | Germany | [6 empty] | 2331 | S-2331-0006-A-23-6295-01205195-N | 1740 | 1410 | 2.71 | 252 | 122 | 106 | FM02a Polo Unit 23 | 22903252 |  | N | N
Polo | Minimax Fire Solutions International GmbH Bad Oldesloe | TPMC | Fire Fighting System |  | T-pieza B1-1.1/4" | T-piece B1-1.1/4" | 6295 | 23SGY306 | FIFI | 8 | PCE | Germany | [6 empty] | 2331 | S-2331-0006-A-23-6295-01205195-N | 1740 | 1410 | 3.54 | 252 | 122 | 106 | FM02a Polo Unit 23 | 22903253 |  | N | N
Polo | Minimax Fire Solutions International GmbH Bad Oldesloe | TPMC | Fire Fighting System |  | Tapa T1-1.1/4" | cap T1-1.1/4" | 6295 | 23SGY306 | FIFI | 7 | PCE | Germany | [6 empty] | 2331 | S-2331-0006-A-23-6295-01205195-N | 1740 | 1410 | 1.2 | 252 | 122 | 106 | FM02a Polo Unit 23 | 22903254 |  | N | N
Polo | Minimax Fire Solutions International GmbH Bad Oldesloe | TPMC | Fire Fighting System |  | Manga M2-1.1/4" | socket M2-1.1/4" | 6295 | 23SGY306 | FIFI | 4 | PCE | Germany | [6 empty] | 2331 | S-2331-0006-A-23-6295-01205195-N | 1740 | 1410 | 0.76 | 252 | 122 | 106 | FM02a Polo Unit 23 | 22903255 |  | N | N
Polo | Minimax Fire Solutions International GmbH Bad Oldesloe | TPMC | Fire Fighting System |  | Boquilla reducción N4-1.1/4x1" | reducing nipple N4-1.1/4x1" | 6295 | 23SGY306 | FIFI | 3 | PCE | Germany | [6 empty] | 2331 | S-2331-0006-A-23-6295-01205195-N | 1740 | 1410 | 0.4 | 252 | 122 | 106 | FM02a Polo Unit 23 | 22903256 |  | N | N
Polo | Minimax Fire Solutions International GmbH Bad Oldesloe | TPMC | Fire Fighting System |  | Barra de activación acumulador | release rod for cylinder battery | 6295 | 23SGY306 | FIFI | 1 | PCE | Germany | [6 empty] | 2331 | S-2331-0006-A-23-6295-01205195-N | 1740 | 1410 | 0.89 | 252 | 122 | 106 | FM02a Polo Unit 23 | 22903171 |  | N | N
Polo | Minimax Fire Solutions International GmbH Bad Oldesloe | TPMC | Fire Fighting System |  | Boquilla doble N8-1" | double nipple N8-1" | 6295 | 23SGY306 | FIFI | 5 | PCE | Germany | [6 empty] | 2331 | S-2331-0006-A-23-6295-01205195-N | 1740 | 1410 | 0.77 | 252 | 122 | 106 | FM02a Polo Unit 23 | 22903257 |  | N | N
Polo | Minimax Fire Solutions International GmbH Bad Oldesloe | TPMC | Fire Fighting System |  | Atornillado U11-1" | union U11-1" | 6295 | 23SGY306 | FIFI | 5 | PCE | Germany | [6 empty] | 2331 | S-2331-0006-A-23-6295-01205195-N | 1740 | 1410 | 1.9 | 252 | 122 | 106 | FM02a Polo Unit 23 | 22903258 |  | N | N
Polo | Minimax Fire Solutions International GmbH Bad Oldesloe | TPMC | Fire Fighting System |  | Ángulo A1-1" | elbow A1-1" | 6295 | 23SGY306 | FIFI | 4 | PCE | Germany | [6 empty] | 2331 | S-2331-0006-A-23-6295-01205195-N | 1740 | 1410 | 0.96 | 252 | 122 | 106 | FM02a Polo Unit 23 | 22903259 |  | N | N
Polo | Minimax Fire Solutions International GmbH Bad Oldesloe | TPMC | Fire Fighting System |  | T-pieza B1-1" | T-piece B1-1" | 6295 | 23SGY306 | FIFI | 2 | PCE | Germany | [6 empty] | 2331 | S-2331-0006-A-23-6295-01205195-N | 1740 | 1410 | 0.59 | 252 | 122 | 106 | FM02a Polo Unit 23 | 22903260 |  | N | N
Polo | Minimax Fire Solutions International GmbH Bad Oldesloe | TPMC | Fire Fighting System |  | Tapa T1-1" | cap T1-1" | 6295 | 23SGY306 | FIFI | 2 | PCE | Germany | [6 empty] | 2331 | S-2331-0006-A-23-6295-01205195-N | 1740 | 1410 | 0.22 | 252 | 122 | 106 | FM02a Polo Unit 23 | 22903261 |  | N | N
Polo | Minimax Fire Solutions International GmbH Bad Oldesloe | TPMC | Fire Fighting System |  | Manga M2-1" | socket M2-1" | 6295 | 23SGY306 | FIFI | 4 | PCE | Germany | [6 empty] | 2331 | S-2331-0006-A-23-6295-01205195-N | 1740 | 1410 | 0.7 | 252 | 122 | 106 | FM02a Polo Unit 23 | 22903262 |  | N | N
Polo | Minimax Fire Solutions International GmbH Bad Oldesloe | TPMC | Fire Fighting System |  | Taco HKD-S M10x40 | dowel HKD M10x40 | 6295 | 23SGY306 | FIFI | 50 | PCE | Germany | [6 empty] | 2331 | S-2331-0006-A-23-6295-01205195-N | 1740 | 1410 | 1 | 252 | 122 | 106 | FM02a Polo Unit 23 | 22903263 |  | N | N
Polo | Minimax Fire Solutions International GmbH Bad Oldesloe | TPMC | Fire Fighting System |  | Parte de cierre VKA 6-L A3C | locking part VKA 6-L A3C | 6295 | 23SGY306 | FIFI | 4 | PCE | Germany | [6 empty] | 2331 | S-2331-0006-A-23-6295-01205195-N | 1740 | 1410 | 0.02 | 252 | 122 | 106 | FM02a Polo Unit 23 | 22903264 |  | N | N
Polo | Minimax Fire Solutions International GmbH Bad Oldesloe | TPMC | Fire Fighting System |  | Atornillado W6-PL A3C | union W6-PL A3C | 6295 | 23SGY306 | FIFI | 50 | PCE | Germany | [6 empty] | 2331 | S-2331-0006-A-23-6295-01205195-N | 1740 | 1410 | 2.6 | 252 | 122 | 106 | FM02a Polo Unit 23 | 22903265 |  | N | N
Polo | Minimax Fire Solutions International GmbH Bad Oldesloe | TPMC | Fire Fighting System |  | Atornillado G6-PL A3C | union G6-PL A3C | 6295 | 23SGY306 | FIFI | 60 | PCE | Germany | [6 empty] | 2331 | S-2331-0006-A-23-6295-01205195-N | 1740 | 1410 | 2.04 | 252 | 122 | 106 | FM02a Polo Unit 23 | 22903266 |  | N | N
Polo | Minimax Fire Solutions International GmbH Bad Oldesloe | TPMC | Fire Fighting System |  | Varilla activación acumulador | ledge release CO2-battery | 6295 | 23SGY306 | FIFI | 1 | PCE | Germany | [6 empty] | 2331 | S-2331-0006-A-23-6295-01205195-N | 1740 | 1410 | 2.28 | 252 | 122 | 106 | FM02a Polo Unit 23 | 22903172 |  | N | N
Polo | Minimax Fire Solutions International GmbH Bad Oldesloe | TPMC | Fire Fighting System |  | Atornillado T6-PL A3C | union T6-PL A3C | 6295 | 23SGY306 | FIFI | 15 | PCE | Germany | [6 empty] | 2331 | S-2331-0006-A-23-6295-01205195-N | 1740 | 1410 | 1.05 | 252 | 122 | 106 | FM02a Polo Unit 23 | 22903267 |  | N | N
Polo | Minimax Fire Solutions International GmbH Bad Oldesloe | TPMC | Fire Fighting System |  | Claxón MX-1 | macrophone MX-1 | 6295 | 23SGY306 | FIFI | 2 | PCE | Germany | [6 empty] | 2331 | S-2331-0006-A-23-6295-01205195-N | 1740 | 1410 | 2.29 | 252 | 122 | 106 | FM02a Polo Unit 23 | 22903268 |  | N | N
Polo | Minimax Fire Solutions International GmbH Bad Oldesloe | TPMC | Fire Fighting System |  | Torno B10,5 DIN 9021 | washer B10,5 DIN 9021 | 6295 | 23SGY306 | FIFI | 100 | PCE | Germany | [6 empty] | 2331 | S-2331-0006-A-23-6295-01205195-N | 1740 | 1410 | 1.2 | 252 | 122 | 106 | FM02a Polo Unit 23 | 22903269 |  | N | N
Polo | Minimax Fire Solutions International GmbH Bad Oldesloe | TPMC | Fire Fighting System |  | Tornillo hexágono M10x80 Mu DIN 601 | hex.screw M10x80 DIN 931 | 6295 | 23SGY306 | FIFI | 20 | PCE | Germany | [6 empty] | 2331 | S-2331-0006-A-23-6295-01205195-N | 1740 | 1410 | 1.12 | 252 | 122 | 106 | FM02a Polo Unit 23 | 22903270 |  | N | N
Polo | Minimax Fire Solutions International GmbH Bad Oldesloe | TPMC | Fire Fighting System |  | Tornillo hexágono M10x50 Mu DIN 601 | hex.screw M10x50 Mu DIN 601 | 6295 | 23SGY306 | FIFI | 100 | PCE | Germany | [6 empty] | 2331 | S-2331-0006-A-23-6295-01205195-N | 1740 | 1410 | 5 | 252 | 122 | 106 | FM02a Polo Unit 23 | 22903271 |  | N | N
Polo | Minimax Fire Solutions International GmbH Bad Oldesloe | TPMC | Fire Fighting System |  | Tornillo hexágono M10x25 Mu DIN 601 | hex.screw M10x25 Mu DIN 601 | 6295 | 23SGY306 | FIFI | 200 | PCE | Germany | [6 empty] | 2331 | S-2331-0006-A-23-6295-01205195-N | 1740 | 1410 | 6.8 | 252 | 122 | 106 | FM02a Polo Unit 23 | 22903272 |  | N | N
Polo | Minimax Fire Solutions International GmbH Bad Oldesloe | TPMC | Fire Fighting System |  | Abrazadera firme D-3G/40-45 | clamp D-3G/40-45 | 6295 | 23SGY306 | FIFI | 30 | PCE | Germany | [6 empty] | 2331 | S-2331-0006-A-23-6295-01205195-N | 1740 | 1410 | 3.9 | 252 | 122 | 106 | FM02a Polo Unit 23 | 22903273 |  | N | N
Polo | Minimax Fire Solutions International GmbH Bad Oldesloe | TPMC | Fire Fighting System |  | Abrazadera firme D-3G/25-30 | clamp D-3G/25-30 | 6295 | 23SGY306 | FIFI | 15 | PCE | Germany | [6 empty] | 2331 | S-2331-0006-A-23-6295-01205195-N | 1740 | 1410 | 1.2 | 252 | 122 | 106 | FM02a Polo Unit 23 | 22903274 |  | N | N
Polo | Minimax Fire Solutions International GmbH Bad Oldesloe | TPMC | Fire Fighting System |  | Cáncamo M8x20 | eye bolt M8x20 | 6295 | 23SGY306 | FIFI | 50 | PCE | Germany | [6 empty] | 2331 | S-2331-0006-A-23-6295-01205195-N | 1740 | 1410 | 0.7 | 252 | 122 | 106 | FM02a Polo Unit 23 | 22903275 |  | N | N
Polo | Minimax Fire Solutions International GmbH Bad Oldesloe | TPMC | Fire Fighting System |  | Abrazadera de tubo RSGU1.6/15 | pipe clamp RSGU1.6/15 | 6295 | 23SGY306 | FIFI | 50 | PCE | Germany | [6 empty] | 2331 | S-2331-0006-A-23-6295-01205195-N | 1740 | 1410 | 0.4 | 252 | 122 | 106 | FM02a Polo Unit 23 | 22903276 |  | N | N
Polo | Minimax Fire Solutions International GmbH Bad Oldesloe | TPMC | Fire Fighting System |  | Caja de activación VZ3 | release box VZ3 | 6295 | 23SGY306 | FIFI | 1 | PCE | Germany | [6 empty] | 2331 | S-2331-0006-A-23-6295-01205195-N | 1740 | 1410 | 5.27 | 252 | 122 | 106 | FM02a Polo Unit 23 | 22903173 |  | N | N
Polo | Minimax Fire Solutions International GmbH Bad Oldesloe | TPMC | Fire Fighting System |  | Tornillo hexágono M6x20 DIN 933 | hex.screw M6x20 DIN 933 | 6295 | 23SGY306 | FIFI | 50 | PCE | Germany | [6 empty] | 2331 | S-2331-0006-A-23-6295-01205195-N | 1740 | 1410 | 0.3 | 252 | 122 | 106 | FM02a Polo Unit 23 | 22903277 |  | N | N
Polo | Minimax Fire Solutions International GmbH Bad Oldesloe | TPMC | Fire Fighting System |  | Torno B6,4 DIN 9021 | washer B6,4 DIN 9021 | 6295 | 23SGY306 | FIFI | 50 | PCE | Germany | [6 empty] | 2331 | S-2331-0006-A-23-6295-01205195-N | 1740 | 1410 | 0.1 | 252 | 122 | 106 | FM02a Polo Unit 23 | 22903278 |  | N | N
Polo | Minimax Fire Solutions International GmbH Bad Oldesloe | TPMC | Fire Fighting System |  | Tuerca hexágona M6 DIN 555 | hex.nut M6 DIN 555 | 6295 | 23SGY306 | FIFI | 50 | PCE | Germany | [6 empty] | 2331 | S-2331-0006-A-23-6295-01205195-N | 1740 | 1410 | 0.1 | 252 | 122 | 106 | FM02a Polo Unit 23 | 22903279 |  | N | N
Polo | Minimax Fire Solutions International GmbH Bad Oldesloe | TPMC | Fire Fighting System |  | Soporte tubo B DN 15-80 | pippe support B DN 15-80 | 6295 | 23SGY306 | FIFI | 20 | PCE | Germany | [6 empty] | 2331 | S-2331-0006-A-23-6295-01205195-N | 1740 | 1410 | 11.56 | 252 | 122 | 106 | FM02a Polo Unit 23 | 22903280 |  | N | N
Polo | Minimax Fire Solutions International GmbH Bad Oldesloe | TPMC | Fire Fighting System |  | Tornillo hexágono M8x25 Mu DIN 601 | hex.screw M8x25 Mu DIN 601 | 6295 | 23SGY306 | FIFI | 200 | PCE | Germany | [6 empty] | 2331 | S-2331-0006-A-23-6295-01205195-N | 1740 | 1410 | 3.6 | 252 | 122 | 106 | FM02a Polo Unit 23 | 22903281 |  | N | N
Polo | Minimax Fire Solutions International GmbH Bad Oldesloe | TPMC | Fire Fighting System |  | Torno B8,4 DIN 9021 | washer B8,4 DIN 9021 | 6295 | 23SGY306 | FIFI | 200 | PCE | Germany | [6 empty] | 2331 | S-2331-0006-A-23-6295-01205195-N | 1740 | 1410 | 1.2 | 252 | 122 | 106 | FM02a Polo Unit 23 | 22903282 |  | N | N
Polo | Minimax Fire Solutions International GmbH Bad Oldesloe | TPMC | Fire Fighting System |  | Sostén apoyo TCS I M10/M10 | beam clamp TCS I M10/M10 | 6295 | 23SGY306 | FIFI | 100 | PCE | Germany | [6 empty] | 2331 | S-2331-0006-A-23-6295-01205195-N | 1740 | 1410 | 21.2 | 252 | 122 | 106 | FM02a Polo Unit 23 | 22903283 |  | N | N
Polo | Minimax Fire Solutions International GmbH Bad Oldesloe | TPMC | Fire Fighting System |  | Vara roscada M10x1000 DIN 975 | threaded rod M10x1000 DIN 975 | 6295 | 23SGY306 | FIFI | 30 | MTR | Germany | [6 empty] | 2331 | S-2331-0006-A-23-6295-01205195-N | 1740 | 1410 | 14.55 | 252 | 122 | 106 | FM02a Polo Unit 23 | 22903144 |  | N | N
Polo | Minimax Fire Solutions International GmbH Bad Oldesloe | TPMC | Fire Fighting System |  | Tuerca hexágona M10 DIN 555 | hex.nut M10 DIN 555 | 6295 | 23SGY306 | FIFI | 100 | PCE | Germany | [6 empty] | 2331 | S-2331-0006-A-23-6295-01205195-N | 1740 | 1410 | 1 | 252 | 122 | 106 | FM02a Polo Unit 23 | 22903284 |  | N | N
Polo | Minimax Fire Solutions International GmbH Bad Oldesloe | TPMC | Fire Fighting System |  | Tuerca hexágona M8 DIN555 | hex.nut M8 DIN 555 | 6295 | 23SGY306 | FIFI | 200 | PCE | Germany | [6 empty] | 2331 | S-2331-0006-A-23-6295-01205195-N | 1740 | 1410 | 0.8 | 252 | 122 | 106 | FM02a Polo Unit 23 | 22903285 |  | N | N
Polo | Minimax Fire Solutions International GmbH Bad Oldesloe | TPMC | Fire Fighting System |  | Pieza de marco M300-4 | spar M300-4 | 6295 | 23SGY306 | FIFI | 3 | PCE | Germany | [6 empty] | 2331 | S-2331-0006-A-23-6295-01205195-N | 1740 | 1410 | 27.68 | 252 | 122 | 106 | FM02a Polo Unit 23 | 22903355 |  | N | N
Polo | Minimax Fire Solutions International GmbH Bad Oldesloe | TPMC | Fire Fighting System |  | Peso 7kg | weight 7 kg | 6295 | 23SGY306 | FIFI | 7 | PCE | Germany | [6 empty] | 2331 | S-2331-0006-A-23-6295-01205195-N | 1740 | 1410 | 49 | 252 | 122 | 106 | FM02a Polo Unit 23 | 22903174 |  | N | N
Polo | Minimax Fire Solutions International GmbH Bad Oldesloe | TPMC | Fire Fighting System |  | Tornillo arco DN50 | U-bolt DN 50 | 6295 | 23SGY306 | FIFI | 20 | PCE | Germany | [6 empty] | 2331 | S-2331-0006-A-23-6295-01205195-N | 1740 | 1410 | 1.66 | 252 | 122 | 106 | FM02a Polo Unit 23 | 22903286 |  | N | N
Polo | Minimax Fire Solutions International GmbH Bad Oldesloe | TPMC | Fire Fighting System |  | Tornillo arco DN40 | U-bolt DN 40 | 6295 | 23SGY306 | FIFI | 5 | PCE | Germany | [6 empty] | 2331 | S-2331-0006-A-23-6295-01205195-N | 1740 | 1410 | 0.3 | 252 | 122 | 106 | FM02a Polo Unit 23 | 22903287 |  | N | N
Polo | Minimax Fire Solutions International GmbH Bad Oldesloe | TPMC | Fire Fighting System |  | Tornillo arco DN32 | U-bolt DN 32 | 6295 | 23SGY306 | FIFI | 15 | PCE | Germany | [6 empty] | 2331 | S-2331-0006-A-23-6295-01205195-N | 1740 | 1410 | 0.81 | 252 | 122 | 106 | FM02a Polo Unit 23 | 22903288 |  | N | N
Polo | Minimax Fire Solutions International GmbH Bad Oldesloe | TPMC | Fire Fighting System |  | Tuerca hexágona M12 DIN 555 | hex.nut M12 DIN 555 | 6295 | 23SGY306 | FIFI | 100 | PCE | Germany | [6 empty] | 2331 | S-2331-0006-A-23-6295-01205195-N | 1740 | 1410 | 1.4 | 252 | 122 | 106 | FM02a Polo Unit 23 | 22903289 |  | N | N
Polo | Minimax Fire Solutions International GmbH Bad Oldesloe | TPMC | Fire Fighting System |  | Tornillo arco DN25 | U-bolt DN 25 | 6295 | 23SGY306 | FIFI | 10 | PCE | Germany | [6 empty] | 2331 | S-2331-0006-A-23-6295-01205195-N | 1740 | 1410 | 0.56 | 252 | 122 | 106 | FM02a Polo Unit 23 | 22903290 |  | N | N
Polo | Minimax Fire Solutions International GmbH Bad Oldesloe | TPMC | Fire Fighting System |  | Tornillo arco DN20 | U-bolt DN 20 | 6295 | 23SGY306 | FIFI | 30 | PCE | Germany | [6 empty] | 2331 | S-2331-0006-A-23-6295-01205195-N | 1740 | 1410 | 1.32 | 252 | 122 | 106 | FM02a Polo Unit 23 | 22903291 |  | N | N
Polo | Minimax Fire Solutions International GmbH Bad Oldesloe | TPMC | Fire Fighting System |  | Soporte de montaje 90 | hanger bracket 90 | 6295 | 23SGY306 | FIFI | 20 | PCE | Germany | [6 empty] | 2331 | S-2331-0006-A-23-6295-01205195-N | 1740 | 1410 | 6.96 | 252 | 122 | 106 | FM02a Polo Unit 23 | 22903292 |  | N | N
Polo | Minimax Fire Solutions International GmbH Bad Oldesloe | TPMC | Fire Fighting System |  | Bucle de tubo SM-DN 50/M10 | pipe loop SM-DN 50 /M10 | 6295 | 23SGY306 | FIFI | 50 | PCE | Germany | [6 empty] | 2331 | S-2331-0006-A-23-6295-01205195-N | 1740 | 1410 | 3.6 | 252 | 122 | 106 | FM02a Polo Unit 23 | 22903293 |  | N | N
Polo | Minimax Fire Solutions International GmbH Bad Oldesloe | TPMC | Fire Fighting System |  | Bucle de tubo SM-DN 40/M10 | pipe loop SM-DN 40 /M10 | 6295 | 23SGY306 | FIFI | 50 | PCE | Germany | [6 empty] | 2331 | S-2331-0006-A-23-6295-01205195-N | 1740 | 1410 | 3.4 | 252 | 122 | 106 | FM02a Polo Unit 23 | 22903294 |  | N | N
Polo | Minimax Fire Solutions International GmbH Bad Oldesloe | TPMC | Fire Fighting System |  | Bucle de tubo SM-DN 32/M10 | pipe loop SM-DN 32 /M10 | 6295 | 23SGY306 | FIFI | 50 | PCE | Germany | [6 empty] | 2331 | S-2331-0006-A-23-6295-01205195-N | 1740 | 1410 | 3.2 | 252 | 122 | 106 | FM02a Polo Unit 23 | 22903295 |  | N | N
Polo | Minimax Fire Solutions International GmbH Bad Oldesloe | TPMC | Fire Fighting System |  | Placa para batería de cilindro | foundation plate for cylinder battery | 6295 | 23SGY306 | FIFI | 1 | PCE | Germany | [6 empty] | 2331 | S-2331-0006-A-23-6295-01205195-N | 1740 | 1410 | 0.36 | 252 | 122 | 106 | FM02a Polo Unit 23 | 22903175 |  | N | N
Polo | Minimax Fire Solutions International GmbH Bad Oldesloe | TPMC | Fire Fighting System |  | Bucle de tubo SM-DN 25/M10 | pipe loop SM-DN 25 /M10 | 6295 | 23SGY306 | FIFI | 50 | PCE | Germany | [6 empty] | 2331 | S-2331-0006-A-23-6295-01205195-N | 1740 | 1410 | 3 | 252 | 122 | 106 | FM02a Polo Unit 23 | 22903296 |  | N | N
Polo | Minimax Fire Solutions International GmbH Bad Oldesloe | TPMC | Fire Fighting System |  | Bucle de tubo SM-DN 20/M10 | pipe loop SM-DN 20 M10 | 6295 | 23SGY306 | FIFI | 50 | PCE | Germany | [6 empty] | 2331 | S-2331-0006-A-23-6295-01205195-N | 1740 | 1410 | 2.9 | 252 | 122 | 106 | FM02a Polo Unit 23 | 22903297 |  | N | N
Polo | Minimax Fire Solutions International GmbH Bad Oldesloe | TPMC | Fire Fighting System |  | Abrazadera de cable B16, galv | cable clamp B16, galv. | 6295 | 23SGY306 | FIFI | 50 | PCE | Germany | [6 empty] | 2331 | S-2331-0006-A-23-6295-01205195-N | 1740 | 1410 | 1.15 | 252 | 122 | 106 | FM02a Polo Unit 23 | 22903298 |  | N | N
Polo | Minimax Fire Solutions International GmbH Bad Oldesloe | TPMC | Fire Fighting System |  | Boquilla extensión M10x30 | extension socket M10x30 | 6295 | 23SGY306 | FIFI | 50 | PCE | Germany | [6 empty] | 2331 | S-2331-0006-A-23-6295-01205195-N | 1740 | 1410 | 1.35 | 252 | 122 | 106 | FM02a Polo Unit 23 | 22903299 |  | N | N
Polo | Minimax Fire Solutions International GmbH Bad Oldesloe | TPMC | Fire Fighting System |  | Taco HKD-S M12x50 | dowel HKD M12x50 | 6295 | 23SGY306 | FIFI | 50 | PCE | Germany | [6 empty] | 2331 | S-2331-0006-A-23-6295-01205195-N | 1740 | 1410 | 2.15 | 252 | 122 | 106 | FM02a Polo Unit 23 | 22903300 |  | N | N
Polo | Minimax Fire Solutions International GmbH Bad Oldesloe | TPMC | Fire Fighting System |  | Tornillo hexágono M12x70 DIN 931 | hex.screw M12x70 DIN 931 | 6295 | 23SGY306 | FIFI | 15 | PCE | Germany | [6 empty] | 2331 | S-2331-0006-A-23-6295-01205195-N | 1740 | 1410 | 1.11 | 252 | 122 | 106 | FM02a Polo Unit 23 | 22903301 |  | N | N
Polo | Minimax Fire Solutions International GmbH Bad Oldesloe | TPMC | Fire Fighting System |  | Tornillo hexágono M12x35 Mu DIN 601 | hex.screw M12x35 Mu DIN 601 | 6295 | 23SGY306 | FIFI | 100 | PCE | Germany | [6 empty] | 2331 | S-2331-0006-A-23-6295-01205195-N | 1740 | 1410 | 5.8 | 252 | 122 | 106 | FM02a Polo Unit 23 | 22903302 |  | N | N
Polo | Minimax Fire Solutions International GmbH Bad Oldesloe | TPMC | Fire Fighting System |  | Zócalo soporte tubería 50 | foot pipe support 50 | 6295 | 23SGY306 | FIFI | 3 | PCE | Germany | [6 empty] | 2331 | S-2331-0006-A-23-6295-01205195-N | 1740 | 1410 | 22.81 | 252 | 122 | 106 | FM02a Polo Unit 23 | 22903303 |  | N | N
Polo | Minimax Fire Solutions International GmbH Bad Oldesloe | TPMC | Fire Fighting System |  | Tornillo hexágono M10x20 DIN 933 | hex.screw M10x20 DIN 933 | 6295 | 23SGY306 | FIFI | 25 | PCE | Germany | [6 empty] | 2331 | S-2331-0006-A-23-6295-01205195-N | 1740 | 1410 | 0.5 | 252 | 122 | 106 | FM02a Polo Unit 23 | 22903304 |  | N | N
Polo | Minimax Fire Solutions International GmbH Bad Oldesloe | TPMC | Fire Fighting System |  | Torno B13 DIN 9021 | washer B13 DIN 9021 | 6295 | 23SGY306 | FIFI | 100 | PCE | Germany | [6 empty] | 2331 | S-2331-0006-A-23-6295-01205195-N | 1740 | 1410 | 2.3 | 252 | 122 | 106 | FM02a Polo Unit 23 | 22903305 |  | N | N
Polo | Minimax Fire Solutions International GmbH Bad Oldesloe | TPMC | Fire Fighting System |  | Revestimiento | cover | 6295 | 23SGY306 | FIFI | 2 | PCE | Germany | [6 empty] | 2331 | S-2331-0006-A-23-6295-01205195-N | 1740 | 1410 | 3.81 | 252 | 122 | 106 | FM02a Polo Unit 23 | 22903176 |  | N | N
Polo | Minimax Fire Solutions International GmbH Bad Oldesloe | TPMC | Fire Fighting System |  | Abrazadera firme D-3G/31-35 | clamp D-3G/31-35 | 6295 | 23SGY306 | FIFI | 25 | PCE | Germany | [6 empty] | 2331 | S-2331-0006-A-23-6295-01205195-N | 1740 | 1410 | 2.83 | 252 | 122 | 106 | FM02a Polo Unit 23 | 22903306 |  | N | N
Polo | Minimax Fire Solutions International GmbH Bad Oldesloe | TPMC | Fire Fighting System |  | Placa roscada HZ 41-M10 | threaded plate HZ 41-M10 | 6295 | 23SGY306 | FIFI | 100 | PCE | Germany | [6 empty] | 2331 | S-2331-0006-A-23-6295-01205195-N | 1740 | 1410 | 3.3 | 252 | 122 | 106 | FM02a Polo Unit 23 | 22903307 |  | N | N
Polo | Minimax Fire Solutions International GmbH Bad Oldesloe | TPMC | Fire Fighting System |  | Zapato de sujeción P2 | clamping claw P2 | 6295 | 23SGY306 | FIFI | 50 | PCE | Germany | [6 empty] | 2331 | S-2331-0006-A-23-6295-01205195-N | 1740 | 1410 | 12.1 | 252 | 122 | 106 | FM02a Polo Unit 23 | 22903308 |  | N | N
Polo | Minimax Fire Solutions International GmbH Bad Oldesloe | TPMC | Fire Fighting System |  | Soporte de ángulo | elbow bracket 550/350 | 6295 | 23SGY306 | FIFI | 2 | PCE | Germany | [6 empty] | 2331 | S-2331-0006-A-23-6295-01205195-N | 1740 | 1410 | 8.89 | 252 | 122 | 106 | FM02a Polo Unit 23 | 22903309 |  | N | N
Polo | Minimax Fire Solutions International GmbH Bad Oldesloe | TPMC | Fire Fighting System |  | Tapa de cubrir 41/45 | cover cap 41/45 | 6295 | 23SGY306 | FIFI | 100 | PCE | Germany | [6 empty] | 2331 | S-2331-0006-A-23-6295-01205195-N | 1740 | 1410 | 0.5 | 252 | 122 | 106 | FM02a Polo Unit 23 | 22903310 |  | N | N
Polo | Minimax Fire Solutions International GmbH Bad Oldesloe | TPMC | Fire Fighting System |  | Autocortantes AM8x25 DIN 7513 | tapping screw AM8x25 DIN 7513 | 6295 | 23SGY306 | FIFI | 250 | PCE | Germany | [6 empty] | 2331 | S-2331-0006-A-23-6295-01205195-N | 1740 | 1410 | 3.14 | 252 | 122 | 106 | FM02a Polo Unit 23 | 22903311 |  | N | N
Polo | Minimax Fire Solutions International GmbH Bad Oldesloe | TPMC | Fire Fighting System |  | Tornillo hexágono de rosca B8x25 DIN 7976 | hex.metal sheet screw B8x25 | 6295 | 23SGY306 | FIFI | 250 | PCE | Germany | [6 empty] | 2331 | S-2331-0006-A-23-6295-01205195-N | 1740 | 1410 | 2.83 | 252 | 122 | 106 | FM02a Polo Unit 23 | 22903312 |  | N | N
Polo | Minimax Fire Solutions International GmbH Bad Oldesloe | TPMC | Fire Fighting System |  | Masillo Neo-Fermit (Bote 0,8 kg) | kit Neo-Fermit (tin 0,8 kg) | 6295 | 23SGY306 | FIFI | 4 | PCE | Germany | [6 empty] | 2331 | S-2331-0006-A-23-6295-01205195-N | 1740 | 1410 | 3.57 | 252 | 122 | 106 | FM02a Polo Unit 23 | 22903313 |  | N | N
Polo | Minimax Fire Solutions International GmbH Bad Oldesloe | TPMC | Fire Fighting System |  | Cáñamo MES en muelles | hemp MES in docks | 6295 | 23SGY306 | FIFI | 12 | PCE | Germany | [6 empty] | 2331 | S-2331-0006-A-23-6295-01205195-N | 1740 | 1410 | 2.22 | 252 | 122 | 106 | FM02a Polo Unit 23 | 22903314 |  | N | N
Polo | Minimax Fire Solutions International GmbH Bad Oldesloe | TPMC | Fire Fighting System |  | Cinta de sellar 12,5x0,08 Teflon | sealing Teflon tape 12,5x0,08 | 6295 | 23SGY306 | FIFI | 20 | PCE | Germany | [6 empty] | 2331 | S-2331-0006-A-23-6295-01205195-N | 1740 | 1410 | 0.24 | 252 | 122 | 106 | FM02a Polo Unit 23 | 22903315 |  | N | N
Polo | Minimax Fire Solutions International GmbH Bad Oldesloe | TPMC | Fire Fighting System |  | Peso 1,6 kg para dispositivo pesar | weight 1,6 kg for weighing device | 6295 | 23SGY306 | FIFI | 11 | PCE | Germany | [6 empty] | 2331 | S-2331-0006-A-23-6295-01205195-N | 1740 | 1410 | 17.6 | 252 | 122 | 106 | FM02a Polo Unit 23 | 22903177 |  | N | N
Polo | Minimax Fire Solutions International GmbH Bad Oldesloe | TPMC | Fire Fighting System |  | Cepillo para laúd petróleo | brush for oil kit | 6295 | 23SGY306 | FIFI | 5 | PCE | Germany | [6 empty] | 2331 | S-2331-0006-A-23-6295-01205195-N | 1740 | 1410 | 0.03 | 252 | 122 | 106 | FM02a Polo Unit 23 | 22903316 |  | N | N
Polo | Minimax Fire Solutions International GmbH Bad Oldesloe | TPMC | Fire Fighting System |  | Cepillo plano 2" | flat brush 50 mm | 6295 | 23SGY306 | FIFI | 8 | PCE | Germany | [6 empty] | 2331 | S-2331-0006-A-23-6295-01205195-N | 1740 | 1410 | 0.48 | 252 | 122 | 106 | FM02a Polo Unit 23 | 22903317 |  | N | N
Polo | Minimax Fire Solutions International GmbH Bad Oldesloe | TPMC | Fire Fighting System |  | Hoja de sierra 300x13x0,65 | sawblade 300x13x0,65 | 6295 | 23SGY306 | FIFI | 10 | PCE | Germany | [6 empty] | 2331 | S-2331-0006-A-23-6295-01205195-N | 1740 | 1410 | 0.28 | 252 | 122 | 106 | FM02a Polo Unit 23 | 22903318 |  | N | N
Polo | Minimax Fire Solutions International GmbH Bad Oldesloe | TPMC | Fire Fighting System |  | Cepillo de alambre 4 filas | wire brush | 6295 | 23SGY306 | FIFI | 3 | PCE | Germany | [6 empty] | 2331 | S-2331-0006-A-23-6295-01205195-N | 1740 | 1410 | 0.4 | 252 | 122 | 106 | FM02a Polo Unit 23 | 22903319 |  | N | N
Polo | Minimax Fire Solutions International GmbH Bad Oldesloe | TPMC | Fire Fighting System |  | Clave de rociadores | sprinkler key SFH | 6295 | 23SGY306 | FIFI | 1 | PCE | Germany | [6 empty] | 2331 | S-2331-0006-A-23-6295-01205195-N | 1740 | 1410 | 0.39 | 252 | 122 | 106 | FM02a Polo Unit 23 | 22903320 |  | N | N
Polo | Minimax Fire Solutions International GmbH Bad Oldesloe | TPMC | Fire Fighting System |  | Busa RD 1/2" x 5,2 | nozzle RD 1/2" x 5,2 | 6295 | 23SGY306 | FIFI | 10 | PCE | Germany | [6 empty] | 2331 | S-2331-0006-A-23-6295-01205195-N | 1740 | 1410 | 0.7 | 252 | 122 | 106 | FM02a Polo Unit 23 | 22903321 |  | N | N
Polo | Minimax Fire Solutions International GmbH Bad Oldesloe | TPMC | Fire Fighting System |  | Busaa RD 1/2" x 10,9 | nozzle RD 1/2" x 10,9 | 6295 | 23SGY306 | FIFI | 4 | PCE | Germany | [6 empty] | 2331 | S-2331-0006-A-23-6295-01205195-N | 1740 | 1410 | 0.28 | 252 | 122 | 106 | FM02a Polo Unit 23 | 22903322 |  | N | N
Polo | Minimax Fire Solutions International GmbH Bad Oldesloe | TPMC | Fire Fighting System |  | Busa RD 1/2" x 3,0 | nozzle RD 1/2" x 3,0 | 6295 | 23SGY306 | FIFI | 3 | PCE | Germany | [6 empty] | 2331 | S-2331-0006-A-23-6295-01205195-N | 1740 | 1410 | 0.21 | 252 | 122 | 106 | FM02a Polo Unit 23 | 22903323 |  | N | N
Polo | Minimax Fire Solutions International GmbH Bad Oldesloe | TPMC | Fire Fighting System |  | Busa RD 1/2" x 10,3 | nozzle RD 1/2" x 10,3 | 6295 | 23SGY306 | FIFI | 4 | PCE | Germany | [6 empty] | 2331 | S-2331-0006-A-23-6295-01205195-N | 1740 | 1410 | 0.28 | 252 | 122 | 106 | FM02a Polo Unit 23 | 22903324 |  | N | N
Polo | Minimax Fire Solutions International GmbH Bad Oldesloe | TPMC | Fire Fighting System |  | Busa MX 1/4" x 2,5 | nozzle MX 1/4" x 2,5 | 6295 | 23SGY306 | FIFI | 4 | PCE | Germany | [6 empty] | 2331 | S-2331-0006-A-23-6295-01205195-N | 1740 | 1410 | 0.25 | 252 | 122 | 106 | FM02a Polo Unit 23 | 22903325 |  | N | N
Polo | Minimax Fire Solutions International GmbH Bad Oldesloe | TPMC | Fire Fighting System |  | Llave válvula del cilindro | grip for cylinder valve | 6295 | 23SGY306 | FIFI | 11 | PCE | Germany | [6 empty] | 2331 | S-2331-0006-A-23-6295-01205195-N | 1740 | 1410 | 0.36 | 252 | 122 | 106 | FM02a Polo Unit 23 | 22903178 |  | N | N
Polo | Minimax Fire Solutions International GmbH Bad Oldesloe | TPMC | Fire Fighting System |  | Etiqueta NFPA12 cada área protegida | label NFPA12 Every protected space | 6295 | 23SGY306 | FIFI | 10 | PCE | Germany | [6 empty] | 2331 | S-2331-0006-A-23-6295-01205195-N | 1740 | 1410 | 0.12 | 252 | 122 | 106 | FM02a Polo Unit 23 | 22903326 |  | N | N
Polo | Minimax Fire Solutions International GmbH Bad Oldesloe | TPMC | Fire Fighting System |  | Etiqueta NFPA12 cada entrada - PVC | label NFPA 12 Every entrance-PVC | 6295 | 23SGY306 | FIFI | 10 | PCE | Germany | [6 empty] | 2331 | S-2331-0006-A-23-6295-01205195-N | 1740 | 1410 | 0.12 | 252 | 122 | 106 | FM02a Polo Unit 23 | 22903327 |  | N | N
Polo | Minimax Fire Solutions International GmbH Bad Oldesloe | TPMC | Fire Fighting System |  | Mano alicates de flexión, compl. | special tongue | 6295 | 23SGY306 | FIFI | 1 | PCE | Germany | [6 empty] | 2331 | S-2331-0006-A-23-6295-01205195-N | 1740 | 1410 | 0.42 | 252 | 122 | 106 | FM02a Polo Unit 23 | 22903328 |  | N | N
Polo | Minimax Fire Solutions International GmbH Bad Oldesloe | TPMC | Fire Fighting System |  | Obturación Ejot, completo | sealings Ejot | 6295 | 23SGY306 | FIFI | 2 | PCE | Germany | [6 empty] | 2331 | S-2331-0006-A-23-6295-01205195-N | 1740 | 1410 | 0.6 | 252 | 122 | 106 | FM02a Polo Unit 23 | 22903329 |  | N | N
Polo | Minimax Fire Solutions International GmbH Bad Oldesloe | TPMC | Fire Fighting System |  | Filtros para busas externos | filter for ext.nozzles | 6295 | 23SGY306 | FIFI | 3 | PCE | Germany | [6 empty] | 2331 | S-2331-0006-A-23-6295-01205195-N | 1740 | 1410 | 1.17 | 252 | 122 | 106 | FM02a Polo Unit 23 | 22903330 |  | N | N
Polo | Minimax Fire Solutions International GmbH Bad Oldesloe | TPMC | Fire Fighting System |  | Unidad de ventilación conexión de prueba | vent valve | 6295 | 23SGY306 | FIFI | 1 | PCE | Germany | [6 empty] | 2331 | S-2331-0006-A-23-6295-01205195-N | 1740 | 1410 | 0.32 | 252 | 122 | 106 | FM02a Polo Unit 23 | 22903331 |  | N | N
Polo | Minimax Fire Solutions International GmbH Bad Oldesloe | TPMC | Fire Fighting System |  | Accesorios CO2-batería principal | accessories for CO2 main battery | 6295 | 23SGY306 | FIFI | 1 | PCE | Germany | [6 empty] | 2331 | S-2331-0006-A-23-6295-01205195-N | 1740 | 1410 | 1.25 | 252 | 122 | 106 | FM02a Polo Unit 23 | 22903179 |  | N | N
Polo | Minimax Fire Solutions International GmbH Bad Oldesloe | TPMC | Fire Fighting System |  | Folleto CO2 | CO2 instructions | 6295 | 23SGY306 | FIFI | 1 | PCE | Germany | [6 empty] | 2331 | S-2331-0006-A-23-6295-01205195-N | 1740 | 1410 | 0.4 | 252 | 122 | 106 | FM02a Polo Unit 23 | 22903180 |  | N | N
Polo | Minimax Fire Solutions International GmbH Bad Oldesloe | TPMC | Fire Fighting System |  | Tapa RC 2" | cap RC 2" | 6295 | 23SGY306 | FIFI | 1 | PCE | Germany | [6 empty] | 2331 | S-2331-0006-A-23-6295-01205195-N | 1740 | 1410 | 1.18 | 252 | 122 | 106 | FM02a Polo Unit 23 | 22903181 |  | N | N
Polo | Minimax Fire Solutions International GmbH Bad Oldesloe | TPMC | Fire Fighting System |  | Pieza de marco M300-3 | spar M300-4 | 6295 | 23SGY306 | FIFI | 6 | PCE | Germany | [6 empty] | 2331 | S-2331-0006-A-23-6295-01205195-N | 1740 | 1410 | 55.35 | 252 | 122 | 106 | FM02a Polo Unit 23 | 22903182 |  | N | N
Polo | Minimax Fire Solutions International GmbH Bad Oldesloe | TPMC | Fire Fighting System |  | Estructura de acero V para cilindros | frame V for cylinder battery | 6295 | 23SGY306 | FIFI | 2 | PCE | Germany | [6 empty] | 2331 | S-2331-0006-A-23-6295-01205195-N | 1740 | 1410 | 26.21 | 252 | 122 | 106 | FM02a Polo Unit 23 | 22903183 |  | N | N
Polo | Minimax Fire Solutions International GmbH Bad Oldesloe | TPMC | Fire Fighting System |  | Estructura de acero V para cilindros | frame V for cylinder battery | 6295 | 23SGY306 | FIFI | 1 | PCE | Germany | [6 empty] | 2331 | S-2331-0006-A-23-6295-01205195-N | 1740 | 1410 | 13.11 | 252 | 122 | 106 | FM02a Polo Unit 23 | 22903356 |  | N | N
Polo | Minimax Fire Solutions International GmbH Bad Oldesloe | TPMC | Fire Fighting System |  | Estructura de acero H para cilindros | frame H for cylinder battery | 6295 | 23SGY306 | FIFI | 6 | PCE | Germany | [6 empty] | 2331 | S-2331-0006-A-23-6295-01205195-N | 1740 | 1410 | 78.63 | 252 | 122 | 106 | FM02a Polo Unit 23 | 22903184 |  | N | N
Polo | Minimax Fire Solutions International GmbH Bad Oldesloe | TPMC | Fire Fighting System |  | Ducto colector 140 bar DN50 - M300-4 | manifold DN 50 M300-4, 140 bar | 6295 | 23SGY306 | FIFI | 2 | PCE | Germany | [6 empty] | 2331 | S-2331-0006-A-23-6295-01205195-N | 1740 | 1410 | 19.6 | 252 | 122 | 106 | FM02a Polo Unit 23 | 22903185 |  | N | N
Polo | Minimax Fire Solutions International GmbH Bad Oldesloe | TPMC | Fire Fighting System |  | Ducto colector 140 bar DN50 - M300-8 | manifold DN 50 M300-8, 140 bar | 6295 | 23SGY306 | FIFI | 2 | PCE | Germany | [6 empty] | 2331 | S-2331-0006-A-23-6295-01205195-N | 1740 | 1410 | 39.6 | 252 | 122 | 106 | FM02a Polo Unit 23 | 22903186 |  | N | N
Polo | Minimax Fire Solutions International GmbH Bad Oldesloe | TPMC | Fire Fighting System |  | Manga RC 2" | socket RC 2" | 6295 | 23SGY306 | FIFI | 4 | PCE | Germany | [6 empty] | 2331 | S-2331-0006-A-23-6295-01205195-N | 1740 | 1410 | 5.5 | 252 | 122 | 106 | FM02a Polo Unit 23 | 22903187 |  | N | N
Polo | Minimax Fire Solutions International GmbH Bad Oldesloe | TPMC | Fire Fighting System |  | Tornillo arco DN50 | U-bolt DN 50 | 6295 | 23SGY306 | FIFI | 8 | PCE | Germany | [6 empty] | 2331 | S-2331-0006-A-23-6295-01205195-N | 1740 | 1410 | 0.66 | 252 | 122 | 106 | FM02a Polo Unit 23 | 22903188 |  | N | N
Polo | Minimax Fire Solutions International GmbH Bad Oldesloe | TPMC | Fire Fighting System |  | Varilla de activación M300-4 | release bar M300-4 | 6295 | 23SGY306 | FIFI | 6 | PCE | Germany | [6 empty] | 2331 | S-2331-0006-A-23-6295-01205195-N | 1740 | 1410 | 6.02 | 252 | 122 | 106 | FM02a Polo Unit 23 | 22903189 |  | N | N
Polo | Minimax Fire Solutions International GmbH Bad Oldesloe | TPMC | Fire Fighting System |  | Suspensión varilla de activación | hanging device release bar | 6295 | 23SGY306 | FIFI | 8 | PCE | Germany | [6 empty] | 2331 | S-2331-0006-A-23-6295-01205195-N | 1740 | 1410 | 1.47 | 252 | 122 | 106 | FM02a Polo Unit 23 | 22903190 |  | N | N
Polo | Minimax Fire Solutions International GmbH Bad Oldesloe | TPMC | Fire Fighting System |  | Dispositivo pesar WE4 | weighing device WE4 | 6295 | 23SGY306 | FIFI | 24 | PCE | Germany | [6 empty] | 2331 | S-2331-0006-A-23-6295-01205195-N | 1740 | 1410 | 22.66 | 252 | 122 | 106 | FM02a Polo Unit 23 | 22903191 |  | N | N
Polo | Minimax Fire Solutions International GmbH Bad Oldesloe | TPMC | Fire Fighting System |  | Suspensión ARGOTEC | hanging device Argotec | 6295 | 23SGY306 | FIFI | 24 | PCE | Germany | [6 empty] | 2331 | S-2331-0006-A-23-6295-01205195-N | 1740 | 1410 | 10.08 | 252 | 122 | 106 | FM02a Polo Unit 23 | 22903192 |  | N | N
Polo | Minimax Fire Solutions International GmbH Bad Oldesloe | TPMC | Fire Fighting System |  | Manguera de persión W21,8x3/4"x375 | pressure hose W21,8x3/4"x375 | 6295 | 23SGY306 | FIFI | 24 | PCE | Germany | [6 empty] | 2331 | S-2331-0006-A-23-6295-01205195-N | 1740 | 1410 | 11.35 | 252 | 122 | 106 | FM02a Polo Unit 23 | 22903193 |  | N | N
Polo | Minimax Fire Solutions International GmbH Bad Oldesloe | TPMC | Fire Fighting System |  | Estructura de acero H para cilindros | frame H for cylinder battery | 6295 | 23SGY306 | FIFI | 3 | PCE | Germany | [6 empty] | 2331 | S-2331-0006-A-23-6295-01205195-N | 1740 | 1410 | 39.32 | 252 | 122 | 106 | FM02a Polo Unit 23 | 22903357 |  | N | N
Polo | Minimax Fire Solutions International GmbH Bad Oldesloe | TPMC | Fire Fighting System |  | Soporte activación acumulador | support for release of battery | 6295 | 23SGY306 | FIFI | 4 | PCE | Germany | [6 empty] | 2331 | S-2331-0006-A-23-6295-01205195-N | 1740 | 1410 | 2.55 | 252 | 122 | 106 | FM02a Polo Unit 23 | 22903194 |  | N | N
Polo | Minimax Fire Solutions International GmbH Bad Oldesloe | TPMC | Fire Fighting System |  | Accesorios soporte acumulador | accessories for support of battery | 6295 | 23SGY306 | FIFI | 4 | PCE | Germany | [6 empty] | 2331 | S-2331-0006-A-23-6295-01205195-N | 1740 | 1410 | 0.26 | 252 | 122 | 106 | FM02a Polo Unit 23 | 22903195 |  | N | N
Polo | Minimax Fire Solutions International GmbH Bad Oldesloe | TPMC | Fire Fighting System |  | Palanca activación acumulador | lever for battery-release | 6295 | 23SGY306 | FIFI | 2 | PCE | Germany | [6 empty] | 2331 | S-2331-0006-A-23-6295-01205195-N | 1740 | 1410 | 0.34 | 252 | 122 | 106 | FM02a Polo Unit 23 | 22903196 |  | N | N
Polo | Minimax Fire Solutions International GmbH Bad Oldesloe | TPMC | Fire Fighting System |  | Cilindro MX-BV D55-H106 | release piston MX-BV D55-H106 | 6295 | 23SGY306 | FIFI | 2 | PCE | Germany | [6 empty] | 2331 | S-2331-0006-A-23-6295-01205195-N | 1740 | 1410 | 11.8 | 252 | 122 | 106 | FM02a Polo Unit 23 | 22903197 |  | N | N
Polo | Minimax Fire Solutions International GmbH Bad Oldesloe | TPMC | Fire Fighting System |  | Peso 1,6 kg para dispositivo pesar | weight 1,6 kg for weighing device | 6295 | 23SGY306 | FIFI | 24 | PCE | Germany | [6 empty] | 2331 | S-2331-0006-A-23-6295-01205195-N | 1740 | 1410 | 38.4 | 252 | 122 | 106 | FM02a Polo Unit 23 | 22903198 |  | N | N
Polo | Minimax Fire Solutions International GmbH Bad Oldesloe | TPMC | Fire Fighting System |  | Llave válvula del cilindro | grip for cylinder valve | 6295 | 23SGY306 | FIFI | 24 | PCE | Germany | [6 empty] | 2331 | S-2331-0006-A-23-6295-01205195-N | 1740 | 1410 | 0.79 | 252 | 122 | 106 | FM02a Polo Unit 23 | 22903199 |  | N | N
Polo | Minimax Fire Solutions International GmbH Bad Oldesloe | TPMC | Fire Fighting System |  | Suspensión varilla de activación | spring suspension release bar | 6295 | 23SGY306 | FIFI | 2 | PCE | Germany | [6 empty] | 2331 | S-2331-0006-A-23-6295-01205195-N | 1740 | 1410 | 7.4 | 252 | 122 | 106 | FM02a Polo Unit 23 | 22903200 |  | N | N
Polo | Minimax Fire Solutions International GmbH Bad Oldesloe | TPMC | Fire Fighting System |  | Accesorios CO2-batería secundaria | accessories for add. CO2-battery | 6295 | 23SGY306 | FIFI | 2 | PCE | Germany | [6 empty] | 2331 | S-2331-0006-A-23-6295-01205195-N | 1740 | 1410 | 1.06 | 252 | 122 | 106 | FM02a Polo Unit 23 | 22903201 |  | N | N
Polo | Minimax Fire Solutions International GmbH Bad Oldesloe | TPMC | Fire Fighting System |  | Tapa RC 2" | cap RC 2" | 6295 | 23SGY306 | FIFI | 2 | PCE | Germany | [6 empty] | 2331 | S-2331-0006-A-23-6295-01205195-N | 1740 | 1410 | 2.35 | 252 | 122 | 106 | FM02a Polo Unit 23 | 22903202 |  | N | N
Polo | Minimax Fire Solutions International GmbH Bad Oldesloe | TPMC | Fire Fighting System |  | Pieza de marco M300-4 | spar M300-4 | 6295 | 23SGY306 | FIFI | 6 | PCE | Germany | [6 empty] | 2331 | S-2331-0006-A-23-6295-01205195-N | 1740 | 1410 | 55.35 | 252 | 122 | 106 | FM02a Polo Unit 23 | 22903203 |  | N | N
Polo | Minimax Fire Solutions International GmbH Bad Oldesloe | TPMC | Fire Fighting System |  | Ducto colector 140 bar DN50 - M300-4 | manifold DN 50 - M300-4, 140 bar | 6295 | 23SGY306 | FIFI | 1 | PCE | Germany | [6 empty] | 2331 | S-2331-0006-A-23-6295-01205195-N | 1740 | 1410 | 9.8 | 252 | 122 | 106 | FM02a Polo Unit 23 | 22903358 |  | N | N
Polo | Minimax Fire Solutions International GmbH Bad Oldesloe | TPMC | Fire Fighting System |  | Estructura de acero V para cilindros | frame V for cylinder battery | 6295 | 23SGY306 | FIFI | 3 | PCE | Germany | [6 empty] | 2331 | S-2331-0006-A-23-6295-01205195-N | 1740 | 1410 | 39.32 | 252 | 122 | 106 | FM02a Polo Unit 23 | 22903204 |  | N | N
Polo | Minimax Fire Solutions International GmbH Bad Oldesloe | TPMC | Fire Fighting System |  | Estructura de acero H para cilindros | frame H for cylinder battery | 6295 | 23SGY306 | FIFI | 6 | PCE | Germany | [6 empty] | 2331 | S-2331-0006-A-23-6295-01205195-N | 1740 | 1410 | 78.63 | 252 | 122 | 106 | FM02a Polo Unit 23 | 22903205 |  | N | N
Polo | Minimax Fire Solutions International GmbH Bad Oldesloe | TPMC | Fire Fighting System |  | Ducto colector 140 bar DN50 - M300-8 | manifold DN 50 M300-8, 140 bar | 6295 | 23SGY306 | FIFI | 3 | PCE | Germany | [6 empty] | 2331 | S-2331-0006-A-23-6295-01205195-N | 1740 | 1410 | 59.4 | 252 | 122 | 106 | FM02a Polo Unit 23 | 22903206 |  | N | N
Polo | Minimax Fire Solutions International GmbH Bad Oldesloe | TPMC | Fire Fighting System |  | Manga RC 2" | socket RC 2" | 6295 | 23SGY306 | FIFI | 3 | PCE | Germany | [6 empty] | 2331 | S-2331-0006-A-23-6295-01205195-N | 1740 | 1410 | 4.13 | 252 | 122 | 106 | FM02a Polo Unit 23 | 22903207 |  | N | N
Polo | Minimax Fire Solutions International GmbH Bad Oldesloe | TPMC | Fire Fighting System |  | Tornillo arco DN50 | U-bolt DN 50 | 6295 | 23SGY306 | FIFI | 9 | PCE | Germany | [6 empty] | 2331 | S-2331-0006-A-23-6295-01205195-N | 1740 | 1410 | 0.75 | 252 | 122 | 106 | FM02a Polo Unit 23 | 22903208 |  | N | N
Polo | Minimax Fire Solutions International GmbH Bad Oldesloe | TPMC | Fire Fighting System |  | Varilla de activación M300-4 | release bar M300-4 | 6295 | 23SGY306 | FIFI | 6 | PCE | Germany | [6 empty] | 2331 | S-2331-0006-A-23-6295-01205195-N | 1740 | 1410 | 6.02 | 252 | 122 | 106 | FM02a Polo Unit 23 | 22903209 |  | N | N
Polo | Minimax Fire Solutions International GmbH Bad Oldesloe | TPMC | Fire Fighting System |  | Suspensión varilla de activación | hanging device release bar | 6295 | 23SGY306 | FIFI | 9 | PCE | Germany | [6 empty] | 2331 | S-2331-0006-A-23-6295-01205195-N | 1740 | 1410 | 1.66 | 252 | 122 | 106 | FM02a Polo Unit 23 | 22903210 |  | N | N
Polo | Minimax Fire Solutions International GmbH Bad Oldesloe | TPMC | Fire Fighting System |  | Dispositivo pesar WE4 | weighing device WE4 | 6295 | 23SGY306 | FIFI | 23 | PCE | Germany | [6 empty] | 2331 | S-2331-0006-A-23-6295-01205195-N | 1740 | 1410 | 21.71 | 252 | 122 | 106 | FM02a Polo Unit 23 | 22903211 |  | N | N
Polo | Minimax Fire Solutions International GmbH Bad Oldesloe | TPMC | Fire Fighting System |  | Suspensión ARGOTEC | hanging device Argotec | 6295 | 23SGY306 | FIFI | 23 | PCE | Germany | [6 empty] | 2331 | S-2331-0006-A-23-6295-01205195-N | 1740 | 1410 | 9.66 | 252 | 122 | 106 | FM02a Polo Unit 23 | 22903212 |  | N | N
Polo | Minimax Fire Solutions International GmbH Bad Oldesloe | TPMC | Fire Fighting System |  | Manguera de persión W21,8x3/4"x375 | pressure hose W21,8x3/4"x375 | 6295 | 23SGY306 | FIFI | 23 | PCE | Germany | [6 empty] | 2331 | S-2331-0006-A-23-6295-01205195-N | 1740 | 1410 | 10.88 | 252 | 122 | 106 | FM02a Polo Unit 23 | 22903332 |  | N | N
Polo | Minimax Fire Solutions International GmbH Bad Oldesloe | TPMC | Fire Fighting System |  | Ducto colector 140 bar DN50 - M300-8 | manifold DN 50 - M300-8, 140 bar | 6295 | 23SGY306 | FIFI | 1 | PCE | Germany | [6 empty] | 2331 | S-2331-0006-A-23-6295-01205195-N | 1740 | 1410 | 19.8 | 252 | 122 | 106 | FM02a Polo Unit 23 | 22903359 |  | N | N
Polo | Minimax Fire Solutions International GmbH Bad Oldesloe | TPMC | Fire Fighting System |  | Soporte activación acumulador | support for release of battery | 6295 | 23SGY306 | FIFI | 6 | PCE | Germany | [6 empty] | 2331 | S-2331-0006-A-23-6295-01205195-N | 1740 | 1410 | 3.83 | 252 | 122 | 106 | FM02a Polo Unit 23 | 22903333 |  | N | N
Polo | Minimax Fire Solutions International GmbH Bad Oldesloe | TPMC | Fire Fighting System |  | Accesorios soporte acumulador | accessories for support of battery | 6295 | 23SGY306 | FIFI | 6 | PCE | Germany | [6 empty] | 2331 | S-2331-0006-A-23-6295-01205195-N | 1740 | 1410 | 0.38 | 252 | 122 | 106 | FM02a Polo Unit 23 | 22903334 |  | N | N
Polo | Minimax Fire Solutions International GmbH Bad Oldesloe | TPMC | Fire Fighting System |  | Palanca activación acumulador | lever for release of battery | 6295 | 23SGY306 | FIFI | 3 | PCE | Germany | [6 empty] | 2331 | S-2331-0006-A-23-6295-01205195-N | 1740 | 1410 | 0.5 | 252 | 122 | 106 | FM02a Polo Unit 23 | 22903335 |  | N | N
Polo | Minimax Fire Solutions International GmbH Bad Oldesloe | TPMC | Fire Fighting System |  | Cilindro MX-BV D55-H106 | release piston MX-BV D55-H106 | 6295 | 23SGY306 | FIFI | 3 | PCE | Germany | [6 empty] | 2331 | S-2331-0006-A-23-6295-01205195-N | 1740 | 1410 | 17.7 | 252 | 122 | 106 | FM02a Polo Unit 23 | 22903336 |  | N | N
Polo | Minimax Fire Solutions International GmbH Bad Oldesloe | TPMC | Fire Fighting System |  | Peso 1,6 kg para dispositivo pesar | weight 1,6 kg for weighing device | 6295 | 23SGY306 | FIFI | 23 | PCE | Germany | [6 empty] | 2331 | S-2331-0006-A-23-6295-01205195-N | 1740 | 1410 | 36.8 | 252 | 122 | 106 | FM02a Polo Unit 23 | 22903337 |  | N | N
Polo | Minimax Fire Solutions International GmbH Bad Oldesloe | TPMC | Fire Fighting System |  | Llave válvula del cilindro | grip for cylinder valve | 6295 | 23SGY306 | FIFI | 23 | PCE | Germany | [6 empty] | 2331 | S-2331-0006-A-23-6295-01205195-N | 1740 | 1410 | 0.76 | 252 | 122 | 106 | FM02a Polo Unit 23 | 22903338 |  | N | N
Polo | Minimax Fire Solutions International GmbH Bad Oldesloe | TPMC | Fire Fighting System |  | Suspensión varilla de activación | spring suspension release bar | 6295 | 23SGY306 | FIFI | 3 | PCE | Germany | [6 empty] | 2331 | S-2331-0006-A-23-6295-01205195-N | 1740 | 1410 | 11.1 | 252 | 122 | 106 | FM02a Polo Unit 23 | 22903339 |  | N | N
Polo | Minimax Fire Solutions International GmbH Bad Oldesloe | TPMC | Fire Fighting System |  | Accesorios CO2-batería secundaria | accessories for add. CO2-battery | 6295 | 23SGY306 | FIFI | 3 | PCE | Germany | [6 empty] | 2331 | S-2331-0006-A-23-6295-01205195-N | 1740 | 1410 | 1.6 | 252 | 122 | 106 | FM02a Polo Unit 23 | 22903340 |  | N | N
Polo | Minimax Fire Solutions International GmbH Bad Oldesloe | TPMC | Fire Fighting System |  | Tapa RC 2" | cap RC 2" | 6295 | 23SGY306 | FIFI | 3 | PCE | Germany | [6 empty] | 2331 | S-2331-0006-A-23-6295-01205195-N | 1740 | 1410 | 3.53 | 252 | 122 | 106 | FM02a Polo Unit 23 | 22903341 |  | N | N
Polo | Minimax Fire Solutions International GmbH Bad Oldesloe | TPMC | Fire Fighting System |  | Libro de informes CO2-PA-construcción | report booklet | 6295 | 23SGY306 | FIFI | 1 | PCE | Germany | [6 empty] | 2331 | S-2331-0006-A-23-6295-01205195-N | 1740 | 1410 | 0.34 | 252 | 122 | 106 | FM02a Polo Unit 23 | 22903342 |  | N | N
Polo | Minimax Fire Solutions International GmbH Bad Oldesloe | TPMC | Fire Fighting System |  | Manga RC 2" | socket RC 2" | 6295 | 23SGY306 | FIFI | 2 | PCE | Germany | [6 empty] | 2331 | S-2331-0006-A-23-6295-01205195-N | 1740 | 1410 | 2.75 | 252 | 122 | 106 | FM02a Polo Unit 23 | 22903360 |  | N | N
Polo | Minimax Fire Solutions International GmbH Bad Oldesloe | TPMC | Fire Fighting System |  | Soporte PAEM / BM | support PAE / BM | 6295 | 23SGY306 | FIFI | 2 | PCE | Germany | [6 empty] | 2331 | S-2331-0006-A-23-6295-01205195-N | 1740 | 1410 | 2.48 | 252 | 122 | 106 | FM02a Polo Unit 23 | 22903343 |  | N | N
Polo | Minimax Fire Solutions International GmbH Bad Oldesloe | TPMC | Fire Fighting System |  | Mango dispositivo pesar | support for weighing device | 6295 | 23SGY306 | FIFI | 2 | PCE | Germany | [6 empty] | 2331 | S-2331-0006-A-23-6295-01205195-N | 1740 | 1410 | 0.88 | 252 | 122 | 106 | FM02a Polo Unit 23 | 22903344 |  | N | N
Polo | Minimax Fire Solutions International GmbH Bad Oldesloe | TPMC | Fire Fighting System |  | Abradezera suspensión cilindros | ring for hanging device of cylinders | 6295 | 23SGY306 | FIFI | 2 | PCE | Germany | [6 empty] | 2331 | S-2331-0006-A-23-6295-01205195-N | 1740 | 1410 | 0.29 | 252 | 122 | 106 | FM02a Polo Unit 23 | 22903345 |  | N | N
Polo | Minimax Fire Solutions International GmbH Bad Oldesloe | TPMC | Fire Fighting System |  | Mango EM-activación D=25 | grip EM-release D=25 | 6295 | 23SGY306 | FIFI | 2 | PCE | Germany | [6 empty] | 2331 | S-2331-0006-A-23-6295-01205195-N | 1740 | 1410 | 0.16 | 252 | 122 | 106 | FM02a Polo Unit 23 | 22903346 |  | N | N
Polo | Minimax Fire Solutions International GmbH Bad Oldesloe | TPMC | Fire Fighting System |  | Dispositivo pesar WE4 | weighing device WE4 | 6295 | 23SGY306 | FIFI | 2 | PCE | Germany | [6 empty] | 2331 | S-2331-0006-A-23-6295-01205195-N | 1740 | 1410 | 1.89 | 252 | 122 | 106 | FM02a Polo Unit 23 | 22903347 |  | N | N
Polo | Minimax Fire Solutions International GmbH Bad Oldesloe | TPMC | Fire Fighting System |  | Pértiga completa PAE | rod, complete, for PAE | 6295 | 23SGY306 | FIFI | 4 | PCE | Germany | [6 empty] | 2331 | S-2331-0006-A-23-6295-01205195-N | 1740 | 1410 | 0.58 | 252 | 122 | 106 | FM02a Polo Unit 23 | 22903348 |  | N | N
Polo | Minimax Fire Solutions International GmbH Bad Oldesloe | TPMC | Fire Fighting System |  | Adaptador conexión CO2-Ermeto | adapter connection CO2-Ermeto | 6295 | 23SGY306 | FIFI | 2 | PCE | Germany | [6 empty] | 2331 | S-2331-0006-A-23-6295-01205195-N | 1740 | 1410 | 0.25 | 252 | 122 | 106 | FM02a Polo Unit 23 | 22903349 |  | N | N
Polo | Minimax Fire Solutions International GmbH Bad Oldesloe | TPMC | Fire Fighting System |  | Peso 0,3 kg para dispositivo pesar | weight 0,3 kg for weighing device | 6295 | 23SGY306 | FIFI | 2 | PCE | Germany | [6 empty] | 2331 | S-2331-0006-A-23-6295-01205195-N | 1740 | 1410 | 0.6 | 252 | 122 | 106 | FM02a Polo Unit 23 | 22903350 |  | N | N
Polo | Minimax Fire Solutions International GmbH Bad Oldesloe | TPMC | Fire Fighting System |  | Dispositivo de activación EM, 24 V DC | release device EM, 24 V DC | 6295 | 23SGY306 | FIFI | 2 | PCE | Germany | [6 empty] | 2331 | S-2331-0006-A-23-6295-01205195-N | 1740 | 1410 | 3.64 | 252 | 122 | 106 | FM02a Polo Unit 23 | 22903351 |  | N | N
Polo | Minimax Fire Solutions International GmbH Bad Oldesloe | TPMC | Fire Fighting System |  | Tornillo hexágono M8x30 Mu DIN601 | hex.screw M8x30 Mu DIN 601 | 6295 | 23SGY306 | FIFI | 4 | PCE | Germany | [6 empty] | 2331 | S-2331-0006-A-23-6295-01205195-N | 1740 | 1410 | 0.08 | 252 | 122 | 106 | FM02a Polo Unit 23 | 22903352 |  | N | N
Polo | Minimax Fire Solutions International GmbH Bad Oldesloe | TPMC | Fire Fighting System |  | Tornillo arco DN50 | U-bolt DN 50 | 6295 | 23SGY306 | FIFI | 4 | PCE | Germany | [6 empty] | 2331 | S-2331-0006-A-23-6295-01205195-N | 1740 | 1410 | 0.33 | 252 | 122 | 106 | FM02a Polo Unit 23 | 22903361 |  | N | N
Polo | Minimax Fire Solutions International GmbH Bad Oldesloe | TPMC | Fire Fighting System |  | Torno B8,4 DIN125 | washer B8,4 DIN 125 | 6295 | 23SGY306 | FIFI | 16 | PCE | Germany | [6 empty] | 2331 | S-2331-0006-A-23-6295-01205195-N | 1740 | 1410 | 0.02 | 252 | 122 | 106 | FM02a Polo Unit 23 | 22903353 |  | N | N
Polo | Minimax Fire Solutions International GmbH Bad Oldesloe | TPMC | Fire Fighting System |  | Arandela de resorte A8 DIN127 | lock washer A8 DIN 127 | 6295 | 23SGY306 | FIFI | 8 | PCE | Germany | [6 empty] | 2331 | S-2331-0006-A-23-6295-01205195-N | 1740 | 1410 | 0.02 | 252 | 122 | 106 | FM02a Polo Unit 23 | 22903367 |  | N | N
Polo | Minimax Fire Solutions International GmbH Bad Oldesloe | TPMC | Fire Fighting System |  | Sello | lead seal | 6295 | 23SGY306 | FIFI | 2 | PCE | Germany | [6 empty] | 2331 | S-2331-0006-A-23-6295-01205195-N | 1740 | 1410 | 0.01 | 252 | 122 | 106 | FM02a Polo Unit 23 | 22903368 |  | N | N
Polo | Minimax Fire Solutions International GmbH Bad Oldesloe | TPMC | Fire Fighting System |  | Alambre de sello 0,5 DIN 1367 galv. | seal wire 0,5 DIN 1367, galv. | 6295 | 23SGY306 | FIFI | 2 | MTR | Germany | [6 empty] | 2331 | S-2331-0006-A-23-6295-01205195-N | 1740 | 1410 | 0.01 | 252 | 122 | 106 | FM02a Polo Unit 23 | 22903145 |  | N | N
Polo | Minimax Fire Solutions International GmbH Bad Oldesloe | TPMC | Fire Fighting System |  | Cáncamo M8x20 | eye bolt M8x20 | 6295 | 23SGY306 | FIFI | 4 | PCE | Germany | [6 empty] | 2331 | S-2331-0006-A-23-6295-01205195-N | 1740 | 1410 | 0.06 | 252 | 122 | 106 | FM02a Polo Unit 23 | 22903369 |  | N | N
Polo | Minimax Fire Solutions International GmbH Bad Oldesloe | TPMC | Fire Fighting System |  | Tuerca hexágona M8 DIN555 | hex.nut M8 DIN 555 | 6295 | 23SGY306 | FIFI | 8 | PCE | Germany | [6 empty] | 2331 | S-2331-0006-A-23-6295-01205195-N | 1740 | 1410 | 0.03 | 252 | 122 | 106 | FM02a Polo Unit 23 | 22903370 |  | N | N
Polo | Minimax Fire Solutions International GmbH Bad Oldesloe | TPMC | Fire Fighting System |  | Tornillo hexágono M8x25 Mu DIN601 | hex.screw M8x25 Mu DIN 601 | 6295 | 23SGY306 | FIFI | 4 | PCE | Germany | [6 empty] | 2331 | S-2331-0006-A-23-6295-01205195-N | 1740 | 1410 | 0.07 | 252 | 122 | 106 | FM02a Polo Unit 23 | 22903371 |  | N | N
Polo | Minimax Fire Solutions International GmbH Bad Oldesloe | TPMC | Fire Fighting System |  | Información sobre el producto PAE-CO2/BM | product information PAE/CO2 / BM | 6295 | 23SGY306 | FIFI | 2 | PCE | Germany | [6 empty] | 2331 | S-2331-0006-A-23-6295-01205195-N | 1740 | 1410 | 0.03 | 252 | 122 | 106 | FM02a Polo Unit 23 | 22903372 |  | N | N
Polo | Minimax Fire Solutions International GmbH Bad Oldesloe | TPMC | Fire Fighting System |  | Adaptador conexión CO2-Ermeto | adapter connection CO2-Ermeto | 6295 | 23SGY306 | FIFI | 2 | PCE | Germany | [6 empty] | 2331 | S-2331-0006-A-23-6295-01205195-N | 1740 | 1410 | 0.25 | 252 | 122 | 106 | FM02a Polo Unit 23 | 22903373 |  | N | N
Polo | Minimax Fire Solutions International GmbH Bad Oldesloe | TPMC | Fire Fighting System |  | Cilindro D25-H30 | release piston D25-H30 | 6295 | 23SGY306 | FIFI | 1 | PCE | Germany | [6 empty] | 2331 | S-2331-0006-A-23-6295-01205195-N | 1740 | 1410 | 1.14 | 252 | 122 | 106 | FM02a Polo Unit 23 | 22903374 |  | N | N
Polo | Minimax Fire Solutions International GmbH Bad Oldesloe | TPMC | Fire Fighting System |  | Varilla de activación M300-4 | release bar M300-4 | 6295 | 23SGY306 | FIFI | 3 | PCE | Germany | [6 empty] | 2331 | S-2331-0006-A-23-6295-01205195-N | 1740 | 1410 | 3.01 | 252 | 122 | 106 | FM02a Polo Unit 23 | 22903362 |  | N | N
Polo | Minimax Fire Solutions International GmbH Bad Oldesloe | TPMC | Fire Fighting System |  | Dispositivo controla Línea de conxexión | connection line for testing device | 6295 | 23SGY306 | FIFI | 1 | PCE | Germany | [6 empty] | 2331 | S-2331-0006-A-23-6295-01205195-N | 1740 | 1410 | 1.46 | 252 | 122 | 106 | FM02a Polo Unit 23 | 22903375 |  | N | N
Polo | Minimax Fire Solutions International GmbH Bad Oldesloe | TPMC | Fire Fighting System |  | Dispositivo bloquear caja de activación | blocking device release box BEA | 6295 | 23SGY306 | FIFI | 1 | PCE | Germany | [6 empty] | 2331 | S-2331-0006-A-23-6295-01205195-N | 1740 | 1410 | 0.53 | 252 | 122 | 106 | FM02a Polo Unit 23 | 22903376 |  | N | N
Polo | Minimax Fire Solutions International GmbH Bad Oldesloe | TPMC | Fire Fighting System |  | Suiche final supervisión dispositivo | limit switch system supervision/I88 | 6295 | 23SGY306 | FIFI | 1 | PCE | Germany | [6 empty] | 2331 | S-2331-0006-A-23-6295-01205195-N | 1740 | 1410 | 0.06 | 252 | 122 | 106 | FM02a Polo Unit 23 | 22903377 |  | N | N
Polo | Minimax Fire Solutions International GmbH Bad Oldesloe | TPMC | Fire Fighting System |  | Tornillo cilindro M4x25 DIN84 | cylinder screw M4x25 DIN 84 | 6295 | 23SGY306 | FIFI | 4 | PCE | Germany | [6 empty] | 2331 | S-2331-0006-A-23-6295-01205195-N | 1740 | 1410 | 0.01 | 252 | 122 | 106 | FM02a Polo Unit 23 | 22903378 |  | N | N
Polo | Minimax Fire Solutions International GmbH Bad Oldesloe | TPMC | Fire Fighting System |  | Torno B4,3 DIN 125 | washer B4,3 DIN 125 | 6295 | 23SGY306 | FIFI | 4 | PCE | Germany | [6 empty] | 2331 | S-2331-0006-A-23-6295-01205195-N | 1740 | 1410 | 0.01 | 252 | 122 | 106 | FM02a Polo Unit 23 | 22903379 |  | N | N
Polo | Minimax Fire Solutions International GmbH Bad Oldesloe | TPMC | Fire Fighting System |  | Dispositivo tensar EM-activación | reset tool for EM-release | 6295 | 23SGY306 | FIFI | 1 | PCE | Germany | [6 empty] | 2331 | S-2331-0006-A-23-6295-01205195-N | 1740 | 1410 | 0.32 | 252 | 122 | 106 | FM02a Polo Unit 23 | 22903380 |  | N | N
Polo | Minimax Fire Solutions International GmbH Bad Oldesloe | TPMC | Fire Fighting System |  | Soporte Dispositivo tensar EM-activación | support for reset tool for EM-release | 6295 | 23SGY306 | FIFI | 1 | PCE | Germany | [6 empty] | 2331 | S-2331-0006-A-23-6295-01205195-N | 1740 | 1410 | 0.32 | 252 | 122 | 106 | FM02a Polo Unit 23 | 22903381 |  | N | N
Polo | Minimax Fire Solutions International GmbH Bad Oldesloe | TPMC | Fire Fighting System |  | Levantador de cilindro | cylinder lifting device | 6295 | 23SGY306 | FIFI | 1 | PCE | Germany | [6 empty] | 2331 | S-2331-0006-A-23-6295-01205195-N | 1740 | 1410 | 1.04 | 252 | 122 | 106 | FM02a Polo Unit 23 | 22903382 |  | N | N
Polo | Minimax Fire Solutions International GmbH Bad Oldesloe | TPMC | Fire Fighting System |  | Extensión Levantador de cilindro | extension for cylinder liftig device | 6295 | 23SGY306 | FIFI | 1 | PCE | Germany | [6 empty] | 2331 | S-2331-0006-A-23-6295-01205195-N | 1740 | 1410 | 0.78 | 252 | 122 | 106 | FM02a Polo Unit 23 | 22903383 |  | N | N
Polo | Minimax Fire Solutions International GmbH Bad Oldesloe | TPMC | Fire Fighting System |  | Enchufe enganche meter conexión de prueba | plug for plug-in coupling test.connec. | 6295 | 23SGY306 | FIFI | 2 | PCE | Germany | [6 empty] | 2331 | S-2331-0006-A-23-6295-01205195-N | 1740 | 1410 | 0.08 | 252 | 122 | 106 | FM02a Polo Unit 23 | 22903384 |  | N | N
Polo | Minimax Fire Solutions International GmbH Bad Oldesloe | TPMC | Fire Fighting System |  | Pipa 60,3x4,0 DIN2458 | pipe 60,3x5,0 DIN 2458 | 6295 | 23SGY306 | FIFI | 6 | MTR | Germany | [6 empty] | 2331 | S-2331-0007-A-23-6295-01205195-N | 1340 | 1085 | 40.92 | 632 | 47 | 70 | FM02a Polo Unit 23 | 22903388 |  | N | N
Polo | Minimax Fire Solutions International GmbH Bad Oldesloe | TPMC | Fire Fighting System |  | Pipa 26,9x2,6 DIN2458 | pipe 26,9x2,6 DIN 2458 | 6295 | 23SGY306 | FIFI | 20 | PCE | Germany | [6 empty] | 2331 | S-2331-0007-A-23-6295-01205195-N | 1340 | 1085 | 200.4 | 632 | 47 | 70 | FM02a Polo Unit 23 | 22903401 |  | N | N
Polo | Minimax Fire Solutions International GmbH Bad Oldesloe | TPMC | Fire Fighting System |  | Pipa 6x1 DIN 2394/1 | pipe 6x1 DI 2394/1 | 6295 | 23SGY306 | FIFI | 22 | PCE | Germany | [6 empty] | 2331 | S-2331-0007-A-23-6295-01205195-N | 1340 | 1085 | 17.56 | 632 | 47 | 70 | FM02a Polo Unit 23 | 22903402 |  | N | N
Polo | Minimax Fire Solutions International GmbH Bad Oldesloe | TPMC | Fire Fighting System |  | L-acero 50x50x6 perforado 13x50 | L-steel 50x50x6 perf. 13x50 - 3m | 6295 | 23SGY306 | FIFI | 3 | PCE | Germany | [6 empty] | 2331 | S-2331-0007-A-23-6295-01205195-N | 1340 | 1085 | 32.7 | 632 | 47 | 70 | FM02a Polo Unit 23 | 22903403 |  | N | N
Polo | Minimax Fire Solutions International GmbH Bad Oldesloe | TPMC | Fire Fighting System |  | L-acero 45x45x4,5 perforado 10,5x46 | L-steel 45x45x4,5 perf. 10,5x46 - 3m | 6295 | 23SGY306 | FIFI | 3 | PCE | Germany | [6 empty] | 2331 | S-2331-0007-A-23-6295-01205195-N | 1340 | 1085 | 26.4 | 632 | 47 | 70 | FM02a Polo Unit 23 | 22903404 |  | N | N
Polo | Minimax Fire Solutions International GmbH Bad Oldesloe | TPMC | Fire Fighting System |  | Perfil de la mitad HM 315-FV-L-2m | profile type HM 315-FV-L-2m | 6295 | 23SGY306 | FIFI | 6 | MTR | Germany | [6 empty] | 2331 | S-2331-0007-A-23-6295-01205195-N | 1340 | 1085 | 7.2 | 632 | 47 | 70 | FM02a Polo Unit 23 | 22903391 |  | N | N
Polo | Minimax Fire Solutions International GmbH Bad Oldesloe | TPMC | Fire Fighting System |  | Fleje de acero 50x4 DIN1016 | band steel 50x4 DIN 1016 | 6295 | 23SGY306 | FIFI | 6 | MTR | Germany | [6 empty] | 2331 | S-2331-0007-A-23-6295-01205195-N | 1340 | 1085 | 10.8 | 632 | 47 | 70 | FM02a Polo Unit 23 | 22903392 |  | N | N
Polo | Minimax Fire Solutions International GmbH Bad Oldesloe | TPMC | Fire Fighting System |  | Carril de montaje 41/45/2,5 à 2m | installation rail 41/45/2,5 à 2m | 6295 | 23SGY306 | FIFI | 7 | PCE | Germany | [6 empty] | 2331 | S-2331-0007-A-23-6295-01205195-N | 1340 | 1085 | 35.57 | 632 | 47 | 70 | FM02a Polo Unit 23 | 22903405 |  | N | N
Polo | Minimax Fire Solutions International GmbH Bad Oldesloe | TPMC | Fire Fighting System |  | L-acero 75x50x5 DIN1029 | L-steel 75x50x5 DIN 1029, galv. | 6295 | 23SGY306 | FIFI | 12 | MTR | Germany | [6 empty] | 2331 | S-2331-0007-A-23-6295-01205195-N | 1340 | 1085 | 57 | 632 | 47 | 70 | FM02a Polo Unit 23 | 22903393 |  | N | N
Polo | Minimax Fire Solutions International GmbH Bad Oldesloe | TPMC | Fire Fighting System |  | L-acero 50x5 DIN1028 galv. | L-steel 50x5 DIN 1028, galv. | 6295 | 23SGY306 | FIFI | 12 | MTR | Germany | [6 empty] | 2331 | S-2331-0007-A-23-6295-01205195-N | 1340 | 1085 | 52.33 | 632 | 47 | 70 | FM02a Polo Unit 23 | 22903394 |  | N | N
Polo | Minimax Fire Solutions International GmbH Bad Oldesloe | TPMC | Fire Fighting System |  | Pipa 6x1 DIN 2394/1 | pipe 6x1 DIN 2394/1 | 6295 | 23SGY306 | FIFI | 60 | MTR | Germany | [6 empty] | 2331 | S-2331-0007-A-23-6295-01205195-N | 1340 | 1085 | 7.98 | 632 | 47 | 70 | FM02a Polo Unit 23 | 22903389 |  | N | N
Polo | Minimax Fire Solutions International GmbH Bad Oldesloe | TPMC | Fire Fighting System |  | Perfil de la mitad HM 315-FV-L-2m | profile type HM 315-FV-L-2m | 6295 | 23SGY306 | FIFI | 6 | MTR | Germany | [6 empty] | 2331 | S-2331-0007-A-23-6295-01205195-N | 1340 | 1085 | 7.2 | 632 | 47 | 70 | FM02a Polo Unit 23 | 22903390 |  | N | N
Polo | Minimax Fire Solutions International GmbH Bad Oldesloe | TPMC | Fire Fighting System |  | L-acero 45x45x4,5 perforado 10,5x46 | L-steel 45x45x4,5 perf. 10,5x46 - 3m | 6295 | 23SGY306 | FIFI | 2 | PCE | Germany | [6 empty] | 2331 | S-2331-0007-A-23-6295-01205195-N | 1340 | 1085 | 17.6 | 632 | 47 | 70 | FM02a Polo Unit 23 | 22903395 |  | N | N
Polo | Minimax Fire Solutions International GmbH Bad Oldesloe | TPMC | Fire Fighting System |  | Fleje de acero 30x3 DIN1016 | band steel 30x3 DIN 1016 - 3m | 6295 | 23SGY306 | FIFI | 8 | PCE | Germany | [6 empty] | 2331 | S-2331-0007-A-23-6295-01205195-N | 1340 | 1085 | 18.05 | 632 | 47 | 70 | FM02a Polo Unit 23 | 22903396 |  | N | N
Polo | Minimax Fire Solutions International GmbH Bad Oldesloe | TPMC | Fire Fighting System |  | Pipa 60,3x4,0 DIN2458 | pipe 60,3x4,0 DIN 2458 | 6295 | 23SGY306 | FIFI | 6 | PCE | Germany | [6 empty] | 2331 | S-2331-0007-A-23-6295-01205195-N | 1340 | 1085 | 211.09 | 632 | 47 | 70 | FM02a Polo Unit 23 | 22903397 |  | N | N
Polo | Minimax Fire Solutions International GmbH Bad Oldesloe | TPMC | Fire Fighting System |  | Pipa 48,3x3,6 DIN2458 | pipe 48,3x3,6 DIN 2458 | 6295 | 23SGY306 | FIFI | 2 | PCE | Germany | [6 empty] | 2331 | S-2331-0007-A-23-6295-01205195-N | 1340 | 1085 | 51.06 | 632 | 47 | 70 | FM02a Polo Unit 23 | 22903398 |  | N | N
Polo | Minimax Fire Solutions International GmbH Bad Oldesloe | TPMC | Fire Fighting System |  | Pipa 42,4x3,2 DIN2458 | pipe 42,4x3,2 DIN 2458 | 6295 | 23SGY306 | FIFI | 10 | PCE | Germany | [6 empty] | 2331 | S-2331-0007-A-23-6295-01205195-N | 1340 | 1085 | 198.48 | 632 | 47 | 70 | FM02a Polo Unit 23 | 22903399 |  | N | N
Polo | Minimax Fire Solutions International GmbH Bad Oldesloe | TPMC | Fire Fighting System |  | Pipa 33,7x3,2 DIN2458 | pipe 33,7x3,2 DIN 2458 | 6295 | 23SGY306 | FIFI | 6 | PCE | Germany | [6 empty] | 2331 | S-2331-0007-A-23-6295-01205195-N | 1340 | 1085 | 92.66 | 632 | 47 | 70 | FM02a Polo Unit 23 | 22903400 |  | N | N
Polo | Minimax Fire Solutions International GmbH Bad Oldesloe | TPMC | Gas and Fire Detection System |  | IR detector de gas Primax | IR gas detector Primax | 6295 | 23SGY306 | FIFI | 8 | PCE | Germany | [6 empty] | 2331 | S-2331-0008-A-23-6295-01205195-N | 295 | 118 | 37.03 | 172 | 92 | 107 | FM02a Polo Unit 23 | 22903410 |  | N | N
Polo | Minimax Fire Solutions International GmbH Bad Oldesloe | TPMC | Gas and Fire Detection System |  | Interfaz de protocolo XP95 | Protocol-Interface XP95 | 6295 | 23SGY306 | FIFI | 1 | PCE | Germany | [6 empty] | 2331 | S-2331-0008-A-23-6295-01205195-N | 295 | 118 | 0.13 | 172 | 92 | 107 | FM02a Polo Unit 23 | 22903417 |  | N | N
Polo | Minimax Fire Solutions International GmbH Bad Oldesloe | TPMC | Gas and Fire Detection System |  | Barrera de seguridad EX lazo AP 24V | safety barrier EX Loop AP 24V | 6295 | 23SGY306 | FIFI | 1 | PCE | Germany | [6 empty] | 2331 | S-2331-0008-A-23-6295-01205195-N | 295 | 118 | 0.12 | 172 | 92 | 107 | FM02a Polo Unit 23 | 22903418 |  | N | N
Polo | Minimax Fire Solutions International GmbH Bad Oldesloe | TPMC | Gas and Fire Detection System |  | Cubierta ABOX 100 70° | housing ABOX 100 70° | 6295 | 23SGY306 | FIFI | 6 | PCE | Germany | [6 empty] | 2331 | S-2331-0008-A-23-6295-01205195-N | 295 | 118 | 2.04 | 172 | 92 | 107 | FM02a Polo Unit 23 | 22903419 |  | N | N
Polo | Minimax Fire Solutions International GmbH Bad Oldesloe | TPMC | Gas and Fire Detection System |  | Placa de montaje ABOX 100 | mounting plate Abox 100 | 6295 | 23SGY306 | FIFI | 6 | PCE | Germany | [6 empty] | 2331 | S-2331-0008-A-23-6295-01205195-N | 295 | 118 | 0.52 | 172 | 92 | 107 | FM02a Polo Unit 23 | 22903420 |  | N | N
Polo | Minimax Fire Solutions International GmbH Bad Oldesloe | TPMC | Gas and Fire Detection System |  | Módulo de entrada IUX 760 M | input module IUX 760 M | 6295 | 23SGY306 | FIFI | 6 | PCE | Germany | [6 empty] | 2331 | S-2331-0008-A-23-6295-01205195-N | 295 | 118 | 0.18 | 172 | 92 | 107 | FM02a Polo Unit 23 | 22903421 |  | N | N
Polo | Minimax Fire Solutions International GmbH Bad Oldesloe | TPMC | Gas and Fire Detection System |  | Detecor de humo OMX95 | smoke detector OMX 95 | 6295 | 23SGY306 | FIFI | 17 | PCE | Germany | [6 empty] | 2331 | S-2331-0008-A-23-6295-01205195-N | 295 | 118 | 1.7 | 172 | 92 | 107 | FM02a Polo Unit 23 | 22903422 |  | N | N
Polo | Minimax Fire Solutions International GmbH Bad Oldesloe | TPMC | Gas and Fire Detection System |  | Base de detector BAX 210 | detector base BAX 210 | 6295 | 23SGY306 | FIFI | 21 | PCE | Germany | [6 empty] | 2331 | S-2331-0008-A-23-6295-01205195-N | 295 | 118 | 1.45 | 172 | 92 | 107 | FM02a Polo Unit 23 | 22903423 |  | N | N
Polo | Minimax Fire Solutions International GmbH Bad Oldesloe | TPMC | Gas and Fire Detection System |  | Base de detector BAX 284 I | detector base BAX 284 | 6295 | 23SGY306 | FIFI | 10 | PCE | Germany | [6 empty] | 2331 | S-2331-0008-A-23-6295-01205195-N | 295 | 118 | 0.95 | 172 | 92 | 107 | FM02a Polo Unit 23 | 22903424 |  | N | N
Polo | Minimax Fire Solutions International GmbH Bad Oldesloe | TPMC | Gas and Fire Detection System |  | Tarjeta direccionable ACX 771 | adressable card ACX771 | 6295 | 23SGY306 | FIFI | 1 | SET | Germany | [6 empty] | 2331 | S-2331-0008-A-23-6295-01205195-N | 295 | 118 | 0.2 | 172 | 92 | 107 | FM02a Polo Unit 23 | 22903408 |  | N | N
Polo | Minimax Fire Solutions International GmbH Bad Oldesloe | TPMC | Gas and Fire Detection System |  | Detector óptico XP95 | Optical smoke detector OMX95 EX | 6295 | 23SGY306 | FIFI | 2 | PCE | Germany | [6 empty] | 2331 | S-2331-0008-A-23-6295-01205195-N | 295 | 118 | 0.23 | 172 | 92 | 107 | FM02a Polo Unit 23 | 22903425 |  | N | N
Polo | Minimax Fire Solutions International GmbH Bad Oldesloe | TPMC | Gas and Fire Detection System |  | Atornillado M20x1,5 Eexd Atex | cable gland M20x1,5 Eexd Atex | 6295 | 23SGY306 | FIFI | 8 | PCE | Germany | [6 empty] | 2331 | S-2331-0008-A-23-6295-01205195-N | 295 | 118 | 0.65 | 172 | 92 | 107 | FM02a Polo Unit 23 | 22903411 |  | N | N
Polo | Minimax Fire Solutions International GmbH Bad Oldesloe | TPMC | Gas and Fire Detection System |  | Base de detector para XP95 | detector base I.S. XP95 | 6295 | 23SGY306 | FIFI | 2 | PCE | Germany | [6 empty] | 2331 | S-2331-0008-A-23-6295-01205195-N | 295 | 118 | 0.11 | 172 | 92 | 107 | FM02a Polo Unit 23 | 22903426 |  | N | N
Polo | Minimax Fire Solutions International GmbH Bad Oldesloe | TPMC | Gas and Fire Detection System |  | Base de detector para zonas peligrosas | deckhead mounting box ACX | 6295 | 23SGY306 | FIFI | 22 | PCE | Germany | [6 empty] | 2331 | S-2331-0008-A-23-6295-01205195-N | 295 | 118 | 4.95 | 172 | 92 | 107 | FM02a Polo Unit 23 | 22903427 |  | N | N
Polo | Minimax Fire Solutions International GmbH Bad Oldesloe | TPMC | Gas and Fire Detection System |  | Sostén de detector tierra de cable BHX1000 | cable floor detector holder | 6295 | 23SGY306 | FIFI | 1 | SET | Germany | [6 empty] | 2331 | S-2331-0008-A-23-6295-01205195-N | 295 | 118 | 3 | 172 | 92 | 107 | FM02a Polo Unit 23 | 22903409 |  | N | N
Polo | Minimax Fire Solutions International GmbH Bad Oldesloe | TPMC | Gas and Fire Detection System |  | Pantella paralelo LMX5000 | remote indicator LMX5000 | 6295 | 23SGY306 | FIFI | 5 | PCE | Germany | [6 empty] | 2331 | S-2331-0008-A-23-6295-01205195-N | 295 | 118 | 0.33 | 172 | 92 | 107 | FM02a Polo Unit 23 | 22903428 |  | N | N
Polo | Minimax Fire Solutions International GmbH Bad Oldesloe | TPMC | Gas and Fire Detection System |  | Tarjeta MVA Lö redundante | card MVA Lö redundant | 6295 | 23SGY306 | FIFI | 5 | PCE | Germany | [6 empty] | 2331 | S-2331-0008-A-23-6295-01205195-N | 295 | 118 | 0.05 | 172 | 92 | 107 | FM02a Polo Unit 23 | 22903429 |  | N | N
Polo | Minimax Fire Solutions International GmbH Bad Oldesloe | TPMC | Gas and Fire Detection System |  | Tarjeta MVA impulso | card MVA impulse | 6295 | 23SGY306 | FIFI | 2 | PCE | Germany | [6 empty] | 2331 | S-2331-0008-A-23-6295-01205195-N | 295 | 118 | 0.01 | 172 | 92 | 107 | FM02a Polo Unit 23 | 22903430 |  | N | N
Polo | Minimax Fire Solutions International GmbH Bad Oldesloe | TPMC | Gas and Fire Detection System |  | Detector de calor WMX95 | heat detector WMX95 | 6295 | 23SGY306 | FIFI | 5 | PCE | Germany | [6 empty] | 2331 | S-2331-0008-A-23-6295-01205195-N | 295 | 118 | 0.47 | 172 | 92 | 107 | FM02a Polo Unit 23 | 22903431 |  | N | N
Polo | Minimax Fire Solutions International GmbH Bad Oldesloe | TPMC | Gas and Fire Detection System |  | Detector de flamas FMX 5000 IR 3GD | flame detector FMX5000 IR 3GD | 6295 | 23SGY306 | FIFI | 8 | PCE | Germany | [6 empty] | 2331 | S-2331-0008-A-23-6295-01205195-N | 295 | 118 | 8.1 | 172 | 92 | 107 | FM02a Polo Unit 23 | 22903432 |  | N | N
Polo | Minimax Fire Solutions International GmbH Bad Oldesloe | TPMC | Gas and Fire Detection System |  | Detector de calor WMX5000 3GD | heat detector WMX5000 3GD | 6295 | 23SGY306 | FIFI | 5 | PCE | Germany | [6 empty] | 2331 | S-2331-0008-A-23-6295-01205195-N | 295 | 118 | 4.36 | 172 | 92 | 107 | FM02a Polo Unit 23 | 22903433 |  | N | N
Polo | Minimax Fire Solutions International GmbH Bad Oldesloe | TPMC | Gas and Fire Detection System |  | Módulo de communicación KMX 5000 AP | communication module KMX5000 | 6295 | 23SGY306 | FIFI | 13 | PCE | Germany | [6 empty] | 2331 | S-2331-0008-A-23-6295-01205195-N | 295 | 118 | 0.39 | 172 | 92 | 107 | FM02a Polo Unit 23 | 22903434 |  | N | N
Polo | Minimax Fire Solutions International GmbH Bad Oldesloe | TPMC | Gas and Fire Detection System |  | Reductor M25/M20 | reducing M25/M20 | 6295 | 23SGY306 | FIFI | 8 | PCE | Germany | [6 empty] | 2331 | S-2331-0008-A-23-6295-01205195-N | 295 | 118 | 0.48 | 172 | 92 | 107 | FM02a Polo Unit 23 | 22903412 |  | N | N
Polo | Minimax Fire Solutions International GmbH Bad Oldesloe | TPMC | Gas and Fire Detection System |  | Base de detector MX 5000 Ex | detector base MX5000 Ex | 6295 | 23SGY306 | FIFI | 13 | PCE | Germany | [6 empty] | 2331 | S-2331-0008-A-23-6295-01205195-N | 295 | 118 | 6.93 | 172 | 92 | 107 | FM02a Polo Unit 23 | 22903435 |  | N | N
Polo | Minimax Fire Solutions International GmbH Bad Oldesloe | TPMC | Gas and Fire Detection System |  | Arco MX 5000 | bracket MX5000 | 6295 | 23SGY306 | FIFI | 13 | PCE | Germany | [6 empty] | 2331 | S-2331-0008-A-23-6295-01205195-N | 295 | 118 | 1.46 | 172 | 92 | 107 | FM02a Polo Unit 23 | 22903436 |  | N | N
Polo | Minimax Fire Solutions International GmbH Bad Oldesloe | TPMC | Gas and Fire Detection System |  | Bocina DS 10-MX, 24 V, ext. Sonar, zona 2 | sounder DS10 MX, 24 V DC, external tone choice | 6295 | 23SGY306 | FIFI | 3 | PCE | Germany | [6 empty] | 2331 | S-2331-0008-A-23-6295-01205195-N | 295 | 118 | 5.4 | 172 | 92 | 107 | FM02a Polo Unit 23 | 22903437 |  | N | N
Polo | Minimax Fire Solutions International GmbH Bad Oldesloe | TPMC | Gas and Fire Detection System |  | Luz estroboscópica PY X-S-05-SSM 24 V, roja | flash light PY X S-05-SSM, 24 V, red | 6295 | 23SGY306 | FIFI | 8 | PCE | Germany | [6 empty] | 2331 | S-2331-0008-A-23-6295-01205195-N | 295 | 118 | 1.6 | 172 | 92 | 107 | FM02a Polo Unit 23 | 22903438 |  | N | N
Polo | Minimax Fire Solutions International GmbH Bad Oldesloe | TPMC | Gas and Fire Detection System |  | Señalizador PA X 1-05-SSM 24 V, rojo | alarm sounder PA X 1-05-SSM 24 V, red | 6295 | 23SGY306 | FIFI | 7 | PCE | Germany | [6 empty] | 2331 | S-2331-0008-A-23-6295-01205195-N | 295 | 118 | 3.92 | 172 | 92 | 107 | FM02a Polo Unit 23 | 22903439 |  | N | N
Polo | Minimax Fire Solutions International GmbH Bad Oldesloe | TPMC | Gas and Fire Detection System |  | Pulsador DMX 95-I, variable | manual detector DMX 95-I | 6295 | 23SGY306 | FIFI | 6 | PCE | Germany | [6 empty] | 2331 | S-2331-0008-A-23-6295-01205195-N | 295 | 118 | 2.4 | 172 | 92 | 107 | FM02a Polo Unit 23 | 22903440 |  | N | N
Polo | Minimax Fire Solutions International GmbH Bad Oldesloe | TPMC | Gas and Fire Detection System |  | Carcasa de protección climática DMX3000, amarilla | weatherproof housing DMX 3000/50, yellow | 6295 | 23SGY306 | FIFI | 6 | PCE | Germany | [6 empty] | 2331 | S-2331-0008-A-23-6295-01205195-N | 295 | 118 | 1.8 | 172 | 92 | 107 | FM02a Polo Unit 23 | 22903441 |  | N | N
Polo | Minimax Fire Solutions International GmbH Bad Oldesloe | TPMC | Gas and Fire Detection System |  | Indicador de posición IP 65 | status indicator IP 65 | 6295 | 23SGY306 | FIFI | 6 | PCE | Germany | [6 empty] | 2331 | S-2331-0008-A-23-6295-01205195-N | 295 | 118 | 10.1 | 172 | 92 | 107 | FM02a Polo Unit 23 | 22903442 |  | N | N
Polo | Minimax Fire Solutions International GmbH Bad Oldesloe | TPMC | Gas and Fire Detection System |  | Luz estroboscópica BExBG05E MX 24 V Ex | flash light BExBG05E MX 24V Ex | 6295 | 23SGY306 | FIFI | 5 | PCE | Germany | [6 empty] | 2331 | S-2331-0008-A-23-6295-01205195-N | 295 | 118 | 12.25 | 172 | 92 | 107 | FM02a Polo Unit 23 | 22903443 |  | N | N
Polo | Minimax Fire Solutions International GmbH Bad Oldesloe | TPMC | Gas and Fire Detection System |  | Caja Com Reset | Com reset box | 6295 | 23SGY306 | FIFI | 2 | PCE | Germany | [6 empty] | 2331 | S-2331-0008-A-23-6295-01205195-N | 295 | 118 | 1.16 | 172 | 92 | 107 | FM02a Polo Unit 23 | 22903413 |  | N | N
Polo | Minimax Fire Solutions International GmbH Bad Oldesloe | TPMC | Gas and Fire Detection System |  | Tapa de calibración Primax IR | calibration cover Primax IR | 6295 | 23SGY306 | FIFI | 1 | PCE | Germany | [6 empty] | 2331 | S-2331-0008-A-23-6295-01205195-N | 295 | 118 | 0.17 | 172 | 92 | 107 | FM02a Polo Unit 23 | 22903414 |  | N | N
Polo | Minimax Fire Solutions International GmbH Bad Oldesloe | TPMC | Gas and Fire Detection System |  | Reductor de presión | pressure reducer | 6295 | 23SGY306 | FIFI | 1 | PCE | Germany | [6 empty] | 2331 | S-2331-0008-A-23-6295-01205195-N | 295 | 118 | 0.25 | 172 | 92 | 107 | FM02a Polo Unit 23 | 22903415 |  | N | N
Polo | Minimax Fire Solutions International GmbH Bad Oldesloe | TPMC | Gas and Fire Detection System |  | Tubo NBR 4,8x9,4 | Hose NBR 4,8x9,4 | 6295 | 23SGY306 | FIFI | 5 | MTR | Germany | [6 empty] | 2331 | S-2331-0008-A-23-6295-01205195-N | 295 | 118 | 0.3 | 172 | 92 | 107 | FM02a Polo Unit 23 | 22903406 |  | N | N
Polo | Minimax Fire Solutions International GmbH Bad Oldesloe | TPMC | Gas and Fire Detection System |  | PE-Tubo 6/4x1 | PE-Hose 6/4x1 | 6295 | 23SGY306 | FIFI | 30 | MTR | Germany | [6 empty] | 2331 | S-2331-0008-A-23-6295-01205195-N | 295 | 118 | 0.48 | 172 | 92 | 107 | FM02a Polo Unit 23 | 22903407 |  | N | N
Polo | Minimax Fire Solutions International GmbH Bad Oldesloe | TPMC | Gas and Fire Detection System |  | Caja de distribución 22CYE10 | Distribution box 22CYE10 | 6295 | 23SGY306 | FIFI | 1 | PCE | Germany | [6 empty] | 2331 | S-2331-0008-A-23-6295-01205195-N | 295 | 118 | 2.33 | 172 | 92 | 107 | FM02a Polo Unit 23 | 22903416 |  | N | N
Polo | Minimax Fire Solutions International GmbH Bad Oldesloe | TPMC | Gas and Fire Detection System |  | Carcasas HAN 4A | socket housing HAN-4A | 6295 | 23SGY306 | FIFI | 5 | PCE | Germany | [6 empty] | 2331 | S-2331-0009-A-23-6295-01205195-N | 822 | 518 | 0.42 | 342 | 97 | 106 | FM02a Polo Unit 23 | 22903456 |  | N | N
Polo | Minimax Fire Solutions International GmbH Bad Oldesloe | TPMC | Gas and Fire Detection System |  | Conector ajustable 60mm | angle connector 60 mm | 6295 | 23SGY306 | FIFI | 10 | PCE | Germany | [6 empty] | 2331 | S-2331-0009-A-23-6295-01205195-N | 822 | 518 | 2.52 | 342 | 97 | 106 | FM02a Polo Unit 23 | 22903463 |  | N | N
Polo | Minimax Fire Solutions International GmbH Bad Oldesloe | TPMC | Gas and Fire Detection System |  | Soporte de pared 110 mm | wall holder side arm 110 mm | 6295 | 23SGY306 | FIFI | 40 | PCE | Germany | [6 empty] | 2331 | S-2331-0009-A-23-6295-01205195-N | 822 | 518 | 5.2 | 342 | 97 | 106 | FM02a Polo Unit 23 | 22903464 |  | N | N
Polo | Minimax Fire Solutions International GmbH Bad Oldesloe | TPMC | Gas and Fire Detection System |  | Soporte de pared 210 mm | wall holder side arm 210 mm | 6295 | 23SGY306 | FIFI | 20 | PCE | Germany | [6 empty] | 2331 | S-2331-0009-A-23-6295-01205195-N | 822 | 518 | 5 | 342 | 97 | 106 | FM02a Polo Unit 23 | 22903465 |  | N | N
Polo | Minimax Fire Solutions International GmbH Bad Oldesloe | TPMC | Gas and Fire Detection System |  | Tornillo piso rondo M6x15 | flat round screw M6x 15 | 6295 | 23SGY306 | FIFI | 200 | PCE | Germany | [6 empty] | 2331 | S-2331-0009-A-23-6295-01205195-N | 822 | 518 | 1.76 | 342 | 97 | 106 | FM02a Polo Unit 23 | 22903466 |  | N | N
Polo | Minimax Fire Solutions International GmbH Bad Oldesloe | TPMC | Gas and Fire Detection System |  | Guarnición de borde KSB/4 | KSB /4 protection for cable tray | 6295 | 23SGY306 | FIFI | 10 | MTR | Germany | [6 empty] | 2331 | S-2331-0009-A-23-6295-01205195-N | 822 | 518 | 1.54 | 342 | 97 | 106 | FM02a Polo Unit 23 | 22903446 |  | N | N
Polo | Minimax Fire Solutions International GmbH Bad Oldesloe | TPMC | Gas and Fire Detection System |  | Hilo-tubo de acero M50, galv. | threaded steel conduit M50 galv. | 6295 | 23SGY306 | FIFI | 1 | SET | Germany | [6 empty] | 2331 | S-2331-0009-A-23-6295-01205195-N | 822 | 518 | 33.71 | 342 | 97 | 106 | FM02a Polo Unit 23 | 22903451 |  | N | N
Polo | Minimax Fire Solutions International GmbH Bad Oldesloe | TPMC | Gas and Fire Detection System |  | Hilo-tubo de acero M32, galv. | threaded steel conduit M32 galv. | 6295 | 23SGY306 | FIFI | 1 | SET | Germany | [6 empty] | 2331 | S-2331-0009-A-23-6295-01205195-N | 822 | 518 | 26.67 | 342 | 97 | 106 | FM02a Polo Unit 23 | 22903452 |  | N | N
Polo | Minimax Fire Solutions International GmbH Bad Oldesloe | TPMC | Gas and Fire Detection System |  | Hilo-tubo de acero M25, galv. | threaded steel conduit M25 galv. | 6295 | 23SGY306 | FIFI | 5 | SET | Germany | [6 empty] | 2331 | S-2331-0009-A-23-6295-01205195-N | 822 | 518 | 140 | 342 | 97 | 106 | FM02a Polo Unit 23 | 22903453 |  | N | N
Polo | Minimax Fire Solutions International GmbH Bad Oldesloe | TPMC | Gas and Fire Detection System |  | Hilo-tubo de acero M20, galv. | threaded steel conduit M20 galv. | 6295 | 23SGY306 | FIFI | 4 | SET | Germany | [6 empty] | 2331 | S-2331-0009-A-23-6295-01205195-N | 822 | 518 | 80 | 342 | 97 | 106 | FM02a Polo Unit 23 | 22903454 |  | N | N
Polo | Minimax Fire Solutions International GmbH Bad Oldesloe | TPMC | Gas and Fire Detection System |  | Cable+Pipa pinza espaciadora M50 | cable + pipe distance clamp M50 | 6295 | 23SGY306 | FIFI | 50 | PCE | Germany | [6 empty] | 2331 | S-2331-0009-A-23-6295-01205195-N | 822 | 518 | 3 | 342 | 97 | 106 | FM02a Polo Unit 23 | 22903467 |  | N | N
Polo | Minimax Fire Solutions International GmbH Bad Oldesloe | TPMC | Gas and Fire Detection System |  | Inserción femenina HAN 4A | plug HAN-4A female | 6295 | 23SGY306 | FIFI | 5 | PCE | Germany | [6 empty] | 2331 | S-2331-0009-A-23-6295-01205195-N | 822 | 518 | 0.08 | 342 | 97 | 106 | FM02a Polo Unit 23 | 22903457 |  | N | N
Polo | Minimax Fire Solutions International GmbH Bad Oldesloe | TPMC | Gas and Fire Detection System |  | Cable+Pipa pinza espaciadora M32 | cable + pipe distance clamp M32 | 6295 | 23SGY306 | FIFI | 50 | PCE | Germany | [6 empty] | 2331 | S-2331-0009-A-23-6295-01205195-N | 822 | 518 | 2.2 | 342 | 97 | 106 | FM02a Polo Unit 23 | 22903468 |  | N | N
Polo | Minimax Fire Solutions International GmbH Bad Oldesloe | TPMC | Gas and Fire Detection System |  | Cable+Pipa pinza espaciadora M25 | cable + pipe distance clamp M25 | 6295 | 23SGY306 | FIFI | 300 | PCE | Germany | [6 empty] | 2331 | S-2331-0009-A-23-6295-01205195-N | 822 | 518 | 11.03 | 342 | 97 | 106 | FM02a Polo Unit 23 | 22903469 |  | N | N
Polo | Minimax Fire Solutions International GmbH Bad Oldesloe | TPMC | Gas and Fire Detection System |  | Cable+Pipa pinza espaciadora M20 | cable + pipe distance clamp M20 | 6295 | 23SGY306 | FIFI | 300 | PCE | Germany | [6 empty] | 2331 | S-2331-0009-A-23-6295-01205195-N | 822 | 518 | 8.27 | 342 | 97 | 106 | FM02a Polo Unit 23 | 22903470 |  | N | N
Polo | Minimax Fire Solutions International GmbH Bad Oldesloe | TPMC | Gas and Fire Detection System |  | Canalón final PVC M50/E-KU-E50 | end cap E-Ku-E 50 | 6295 | 23SGY306 | FIFI | 50 | PCE | Germany | [6 empty] | 2331 | S-2331-0009-A-23-6295-01205195-N | 822 | 518 | 1 | 342 | 97 | 106 | FM02a Polo Unit 23 | 22903471 |  | N | N
Polo | Minimax Fire Solutions International GmbH Bad Oldesloe | TPMC | Gas and Fire Detection System |  | Canalón final PVC M50/E-KU-E32 | end cap E-Ku-E 32 | 6295 | 23SGY306 | FIFI | 100 | PCE | Germany | [6 empty] | 2331 | S-2331-0009-A-23-6295-01205195-N | 822 | 518 | 0.6 | 342 | 97 | 106 | FM02a Polo Unit 23 | 22903472 |  | N | N
Polo | Minimax Fire Solutions International GmbH Bad Oldesloe | TPMC | Gas and Fire Detection System |  | Canalón final PVC M50/E-KU-E25 | end cap E-Ku-E 25 | 6295 | 23SGY306 | FIFI | 300 | PCE | Germany | [6 empty] | 2331 | S-2331-0009-A-23-6295-01205195-N | 822 | 518 | 1.2 | 342 | 97 | 106 | FM02a Polo Unit 23 | 22903473 |  | N | N
Polo | Minimax Fire Solutions International GmbH Bad Oldesloe | TPMC | Gas and Fire Detection System |  | Canalón final PVC M50/E-KU-E20 | end cap E-Ku-E 20 | 6295 | 23SGY306 | FIFI | 300 | PCE | Germany | [6 empty] | 2331 | S-2331-0009-A-23-6295-01205195-N | 822 | 518 | 0.6 | 342 | 97 | 106 | FM02a Polo Unit 23 | 22903474 |  | N | N
Polo | Minimax Fire Solutions International GmbH Bad Oldesloe | TPMC | Gas and Fire Detection System |  | Caddy abrazadera tipo EM24 SMP7 | Caddy clamp EM24 SMP7 | 6295 | 23SGY306 | FIFI | 100 | PCE | Germany | [6 empty] | 2331 | S-2331-0009-A-23-6295-01205195-N | 822 | 518 | 2.67 | 342 | 97 | 106 | FM02a Polo Unit 23 | 22903475 |  | N | N
Polo | Minimax Fire Solutions International GmbH Bad Oldesloe | TPMC | Gas and Fire Detection System |  | Caddy abrazadera tipo EM58 SMP7 | Caddy clamp EM58 SMP7 | 6295 | 23SGY306 | FIFI | 100 | PCE | Germany | [6 empty] | 2331 | S-2331-0009-A-23-6295-01205195-N | 822 | 518 | 3.01 | 342 | 97 | 106 | FM02a Polo Unit 23 | 22903476 |  | N | N
Polo | Minimax Fire Solutions International GmbH Bad Oldesloe | TPMC | Gas and Fire Detection System |  | Caddy abrazadera tipo EM912 SMP7 | Caddy clamp EM912 SMP7 | 6295 | 23SGY306 | FIFI | 100 | PCE | Germany | [6 empty] | 2331 | S-2331-0009-A-23-6295-01205195-N | 822 | 518 | 3.74 | 342 | 97 | 106 | FM02a Polo Unit 23 | 22903477 |  | N | N
Polo | Minimax Fire Solutions International GmbH Bad Oldesloe | TPMC | Gas and Fire Detection System |  | Capucha HAN 4A | plug housing HAN-4A | 6295 | 23SGY306 | FIFI | 5 | PCE | Germany | [6 empty] | 2331 | S-2331-0009-A-23-6295-01205195-N | 822 | 518 | 0.4 | 342 | 97 | 106 | FM02a Polo Unit 23 | 22903458 |  | N | N
Polo | Minimax Fire Solutions International GmbH Bad Oldesloe | TPMC | Gas and Fire Detection System |  | Ataduras de cables 3,3x143 UV-resistente | cable strap 3,3x143 UV resistant | 6295 | 23SGY306 | FIFI | 400 | PCE | Germany | [6 empty] | 2331 | S-2331-0009-A-23-6295-01205195-N | 822 | 518 | 0.33 | 342 | 97 | 106 | FM02a Polo Unit 23 | 22903478 |  | N | N
Polo | Minimax Fire Solutions International GmbH Bad Oldesloe | TPMC | Gas and Fire Detection System |  | Ataduras de cables 4,6x291 UV-resistente | cable strap 4,6x291 UV resistant | 6295 | 23SGY306 | FIFI | 200 | PCE | Germany | [6 empty] | 2331 | S-2331-0009-A-23-6295-01205195-N | 822 | 518 | 0.45 | 342 | 97 | 106 | FM02a Polo Unit 23 | 22903479 |  | N | N
Polo | Minimax Fire Solutions International GmbH Bad Oldesloe | TPMC | Gas and Fire Detection System |  | Ataduras de cables 4,6x366 UV-resistente | cable strap 4,6x366 UV resistant | 6295 | 23SGY306 | FIFI | 100 | PCE | Germany | [6 empty] | 2331 | S-2331-0009-A-23-6295-01205195-N | 822 | 518 | 0.26 | 342 | 97 | 106 | FM02a Polo Unit 23 | 22903480 |  | N | N
Polo | Minimax Fire Solutions International GmbH Bad Oldesloe | TPMC | Gas and Fire Detection System |  | Tornillo Phillips y de rosca 4,2x19 | metal sheet screw 4,2x19 | 6295 | 23SGY306 | FIFI | 500 | PCE | Germany | [6 empty] | 2331 | S-2331-0009-A-23-6295-01205195-N | 822 | 518 | 1.5 | 342 | 97 | 106 | FM02a Polo Unit 23 | 22903481 |  | N | N
Polo | Minimax Fire Solutions International GmbH Bad Oldesloe | TPMC | Gas and Fire Detection System |  | Tornillo Phillips y de rosca 4,2x22 | metal sheet screw 4,2x22 | 6295 | 23SGY306 | FIFI | 500 | PCE | Germany | [6 empty] | 2331 | S-2331-0009-A-23-6295-01205195-N | 822 | 518 | 1.1 | 342 | 97 | 106 | FM02a Polo Unit 23 | 22903482 |  | N | N
Polo | Minimax Fire Solutions International GmbH Bad Oldesloe | TPMC | Gas and Fire Detection System |  | Tornillo Phillips y de rosca 4,8x25 | metal sheet screw 4,8x25 | 6295 | 23SGY306 | FIFI | 500 | PCE | Germany | [6 empty] | 2331 | S-2331-0009-A-23-6295-01205195-N | 822 | 518 | 1.62 | 342 | 97 | 106 | FM02a Polo Unit 23 | 22903483 |  | N | N
Polo | Minimax Fire Solutions International GmbH Bad Oldesloe | TPMC | Gas and Fire Detection System |  | Canalón implementación HV1206 | cable lead -in nozzle HV 1206 | 6295 | 23SGY306 | FIFI | 150 | PCE | Germany | [6 empty] | 2331 | S-2331-0009-A-23-6295-01205195-N | 822 | 518 | 0.15 | 342 | 97 | 106 | FM02a Polo Unit 23 | 22903484 |  | N | N
Polo | Minimax Fire Solutions International GmbH Bad Oldesloe | TPMC | Gas and Fire Detection System |  | Canalón implementación HV1305 | cable lead -in nozzle HV 1305 | 6295 | 23SGY306 | FIFI | 100 | PCE | Germany | [6 empty] | 2331 | S-2331-0009-A-23-6295-01205195-N | 822 | 518 | 0.2 | 342 | 97 | 106 | FM02a Polo Unit 23 | 22903485 |  | N | N
Polo | Minimax Fire Solutions International GmbH Bad Oldesloe | TPMC | Gas and Fire Detection System |  | Canalón implementación HV1606 | cable lead -in nozzle HV 1606 | 6295 | 23SGY306 | FIFI | 100 | PCE | Germany | [6 empty] | 2331 | S-2331-0009-A-23-6295-01205195-N | 822 | 518 | 0.5 | 342 | 97 | 106 | FM02a Polo Unit 23 | 22903486 |  | N | N
Polo | Minimax Fire Solutions International GmbH Bad Oldesloe | TPMC | Gas and Fire Detection System |  | Canalón implementación HV1607 | cable lead -in nozzle HV 1607 | 6295 | 23SGY306 | FIFI | 25 | PCE | Germany | [6 empty] | 2331 | S-2331-0009-A-23-6295-01205195-N | 822 | 518 | 0.15 | 342 | 97 | 106 | FM02a Polo Unit 23 | 22903487 |  | N | N
Polo | Minimax Fire Solutions International GmbH Bad Oldesloe | TPMC | Gas and Fire Detection System |  | Clavija de inserción HAN 4A | plug HAN-4A male | 6295 | 23SGY306 | FIFI | 5 | PCE | Germany | [6 empty] | 2331 | S-2331-0009-A-23-6295-01205195-N | 822 | 518 | 0.09 | 342 | 97 | 106 | FM02a Polo Unit 23 | 22903459 |  | N | N
Polo | Minimax Fire Solutions International GmbH Bad Oldesloe | TPMC | Gas and Fire Detection System |  | Canalón implementación HV1302 | cable lead -in nozzle HV 1302 | 6295 | 23SGY306 | FIFI | 200 | PCE | Germany | [6 empty] | 2331 | S-2331-0009-A-23-6295-01205195-N | 822 | 518 | 0.4 | 342 | 97 | 106 | FM02a Polo Unit 23 | 22903488 |  | N | N
Polo | Minimax Fire Solutions International GmbH Bad Oldesloe | TPMC | Gas and Fire Detection System |  | Tornillo de rosca C5,5x16 DIN7981 | metal sheet screw C5,5x16 | 6295 | 23SGY306 | FIFI | 500 | PCE | Germany | [6 empty] | 2331 | S-2331-0009-A-23-6295-01205195-N | 822 | 518 | 2 | 342 | 97 | 106 | FM02a Polo Unit 23 | 22903489 |  | N | N
Polo | Minimax Fire Solutions International GmbH Bad Oldesloe | TPMC | Gas and Fire Detection System |  | Tornillo de rosca C4,2x13 DIN7981 | metal sheet screw C4,2x13 | 6295 | 23SGY306 | FIFI | 1000 | PCE | Germany | [6 empty] | 2331 | S-2331-0009-A-23-6295-01205195-N | 822 | 518 | 2 | 342 | 97 | 106 | FM02a Polo Unit 23 | 22903490 |  | N | N
Polo | Minimax Fire Solutions International GmbH Bad Oldesloe | TPMC | Gas and Fire Detection System |  | Tornillo de rosca C3,9x13 DIN7981 | metal sheet screw C3,9x13 | 6295 | 23SGY306 | FIFI | 1000 | PCE | Germany | [6 empty] | 2331 | S-2331-0009-A-23-6295-01205195-N | 822 | 518 | 1 | 342 | 97 | 106 | FM02a Polo Unit 23 | 22903491 |  | N | N
Polo | Minimax Fire Solutions International GmbH Bad Oldesloe | TPMC | Gas and Fire Detection System |  | Tornillo cilindro M6x55 DIN912 | cylinder type screw M6x55 DIN 912 | 6295 | 23SGY306 | FIFI | 200 | PCE | Germany | [6 empty] | 2331 | S-2331-0009-A-23-6295-01205195-N | 822 | 518 | 2.8 | 342 | 97 | 106 | FM02a Polo Unit 23 | 22903492 |  | N | N
Polo | Minimax Fire Solutions International GmbH Bad Oldesloe | TPMC | Gas and Fire Detection System |  | Tornillo cilindro M6x35 DIN912 | cylinder type screw M6x35 DIN 912 | 6295 | 23SGY306 | FIFI | 200 | PCE | Germany | [6 empty] | 2331 | S-2331-0009-A-23-6295-01205195-N | 822 | 518 | 1.8 | 342 | 97 | 106 | FM02a Polo Unit 23 | 22903493 |  | N | N
Polo | Minimax Fire Solutions International GmbH Bad Oldesloe | TPMC | Gas and Fire Detection System |  | Tornillo hexágono M6x25 DIN933 | hex screw M6x25 DIN 933 | 6295 | 23SGY306 | FIFI | 200 | PCE | Germany | [6 empty] | 2331 | S-2331-0009-A-23-6295-01205195-N | 822 | 518 | 1.2 | 342 | 97 | 106 | FM02a Polo Unit 23 | 22903494 |  | N | N
Polo | Minimax Fire Solutions International GmbH Bad Oldesloe | TPMC | Gas and Fire Detection System |  | Tornillo hexágono M5x40 DIN933 | hex screw M5x40 DIN 933 | 6295 | 23SGY306 | FIFI | 200 | PCE | Germany | [6 empty] | 2331 | S-2331-0009-A-23-6295-01205195-N | 822 | 518 | 1.2 | 342 | 97 | 106 | FM02a Polo Unit 23 | 22903495 |  | N | N
Polo | Minimax Fire Solutions International GmbH Bad Oldesloe | TPMC | Gas and Fire Detection System |  | Tornillo cilindro M5x30 DIN 84 | cylinder type screw M5x30 DIN 84 | 6295 | 23SGY306 | FIFI | 400 | PCE | Germany | [6 empty] | 2331 | S-2331-0009-A-23-6295-01205195-N | 822 | 518 | 2 | 342 | 97 | 106 | FM02a Polo Unit 23 | 22903496 |  | N | N
Polo | Minimax Fire Solutions International GmbH Bad Oldesloe | TPMC | Gas and Fire Detection System |  | Tornillo cilindro M4x45 DIN 84 | cylinder type screw M4x45 DIN 84 | 6295 | 23SGY306 | FIFI | 1000 | PCE | Germany | [6 empty] | 2331 | S-2331-0009-A-23-6295-01205195-N | 822 | 518 | 4 | 342 | 97 | 106 | FM02a Polo Unit 23 | 22903497 |  | N | N
Polo | Minimax Fire Solutions International GmbH Bad Oldesloe | TPMC | Gas and Fire Detection System |  | Tornillo M20x1,5 | cable gland M20x1,5 Ms EMV | 6295 | 23SGY306 | FIFI | 10 | PCE | Germany | [6 empty] | 2331 | S-2331-0009-A-23-6295-01205195-N | 822 | 518 | 0.34 | 342 | 97 | 106 | FM02a Polo Unit 23 | 22903460 |  | N | N
Polo | Minimax Fire Solutions International GmbH Bad Oldesloe | TPMC | Gas and Fire Detection System |  | Tornillo cilindro M4x25 DIN 84 | cylinder type screw M4x25 DIN 84 | 6295 | 23SGY306 | FIFI | 300 | PCE | Germany | [6 empty] | 2331 | S-2331-0009-A-23-6295-01205195-N | 822 | 518 | 0.9 | 342 | 97 | 106 | FM02a Polo Unit 23 | 22903498 |  | N | N
Polo | Minimax Fire Solutions International GmbH Bad Oldesloe | TPMC | Gas and Fire Detection System |  | Tuerca hexágona M6 DIN934 | hex-nut M6 DIN 934 | 6295 | 23SGY306 | FIFI | 1000 | PCE | Germany | [6 empty] | 2331 | S-2331-0009-A-23-6295-01205195-N | 822 | 518 | 2 | 342 | 97 | 106 | FM02a Polo Unit 23 | 22903499 |  | N | N
Polo | Minimax Fire Solutions International GmbH Bad Oldesloe | TPMC | Gas and Fire Detection System |  | Tuerca hexágona M5 DIN934 | hex-nut M5 DIN 934 | 6295 | 23SGY306 | FIFI | 400 | PCE | Germany | [6 empty] | 2331 | S-2331-0009-A-23-6295-01205195-N | 822 | 518 | 0.4 | 342 | 97 | 106 | FM02a Polo Unit 23 | 22903500 |  | N | N
Polo | Minimax Fire Solutions International GmbH Bad Oldesloe | TPMC | Gas and Fire Detection System |  | Tuerca hexágona M4 DIN934 | hex-nut M4 DIN 934 | 6295 | 23SGY306 | FIFI | 400 | PCE | Germany | [6 empty] | 2331 | S-2331-0009-A-23-6295-01205195-N | 822 | 518 | 0.4 | 342 | 97 | 106 | FM02a Polo Unit 23 | 22903501 |  | N | N
Polo | Minimax Fire Solutions International GmbH Bad Oldesloe | TPMC | Gas and Fire Detection System |  | Torno B4,3 DIN125 | washer DIN 125 -B4,3 MS | 6295 | 23SGY306 | FIFI | 500 | PCE | Germany | [6 empty] | 2331 | S-2331-0009-A-23-6295-01205195-N | 822 | 518 | 0.5 | 342 | 97 | 106 | FM02a Polo Unit 23 | 22903502 |  | N | N
Polo | Minimax Fire Solutions International GmbH Bad Oldesloe | TPMC | Gas and Fire Detection System |  | Torno B5,3 DIN125 | washer DIN 125 -B5,3 MS | 6295 | 23SGY306 | FIFI | 500 | PCE | Germany | [6 empty] | 2331 | S-2331-0009-A-23-6295-01205195-N | 822 | 518 | 0.5 | 342 | 97 | 106 | FM02a Polo Unit 23 | 22903503 |  | N | N
Polo | Minimax Fire Solutions International GmbH Bad Oldesloe | TPMC | Gas and Fire Detection System |  | Tornillo de madera 4x35 DIN 96 | wood screw 4x35 DIN 96 | 6295 | 23SGY306 | FIFI | 200 | PCE | Germany | [6 empty] | 2331 | S-2331-0009-A-23-6295-01205195-N | 822 | 518 | 0.4 | 342 | 97 | 106 | FM02a Polo Unit 23 | 22903504 |  | N | N
Polo | Minimax Fire Solutions International GmbH Bad Oldesloe | TPMC | Gas and Fire Detection System |  | Espiga S6 | dowel S6 | 6295 | 23SGY306 | FIFI | 200 | PCE | Germany | [6 empty] | 2331 | S-2331-0009-A-23-6295-01205195-N | 822 | 518 | 0.2 | 342 | 97 | 106 | FM02a Polo Unit 23 | 22903505 |  | N | N
Polo | Minimax Fire Solutions International GmbH Bad Oldesloe | TPMC | Gas and Fire Detection System |  | Torno B6,4 DIN9021 | washer DIN 9021-B6,4 -ST | 6295 | 23SGY306 | FIFI | 1000 | PCE | Germany | [6 empty] | 2331 | S-2331-0009-A-23-6295-01205195-N | 822 | 518 | 2 | 342 | 97 | 106 | FM02a Polo Unit 23 | 22903506 |  | N | N
Polo | Minimax Fire Solutions International GmbH Bad Oldesloe | TPMC | Gas and Fire Detection System |  | Soporte de montaje 40 | hanger bracket 40 | 6295 | 23SGY306 | FIFI | 25 | PCE | Germany | [6 empty] | 2331 | S-2331-0009-A-23-6295-01205195-N | 822 | 518 | 2.05 | 342 | 97 | 106 | FM02a Polo Unit 23 | 22903507 |  | N | N
Polo | Minimax Fire Solutions International GmbH Bad Oldesloe | TPMC | Gas and Fire Detection System |  | Bandeja de cables 100 mm | RKS 610 cable tray 100mm | 6295 | 23SGY306 | FIFI | 45 | MTR | Germany | [6 empty] | 2331 | S-2331-0009-A-23-6295-01205195-N | 822 | 518 | 60 | 342 | 97 | 106 | FM02a Polo Unit 23 | 22903444 |  | N | N
Polo | Minimax Fire Solutions International GmbH Bad Oldesloe | TPMC | Gas and Fire Detection System |  | Soporte de montaje 90 | hanger bracket 90 | 6295 | 23SGY306 | FIFI | 10 | PCE | Germany | [6 empty] | 2331 | S-2331-0009-A-23-6295-01205195-N | 822 | 518 | 3.48 | 342 | 97 | 106 | FM02a Polo Unit 23 | 22903508 |  | N | N
Polo | Minimax Fire Solutions International GmbH Bad Oldesloe | TPMC | Gas and Fire Detection System |  | Torno B8,4 DIN 9021 | washer DIN 9021-B8,4 -ST | 6295 | 23SGY306 | FIFI | 500 | PCE | Germany | [6 empty] | 2331 | S-2331-0009-A-23-6295-01205195-N | 822 | 518 | 3 | 342 | 97 | 106 | FM02a Polo Unit 23 | 22903509 |  | N | N
Polo | Minimax Fire Solutions International GmbH Bad Oldesloe | TPMC | Gas and Fire Detection System |  | Tornillo autocortante M8x25 DIN7513 | tapping screw M8x25 DIN 7513 | 6295 | 23SGY306 | FIFI | 250 | PCE | Germany | [6 empty] | 2331 | S-2331-0009-A-23-6295-01205195-N | 822 | 518 | 3.14 | 342 | 97 | 106 | FM02a Polo Unit 23 | 22903510 |  | N | N
Polo | Minimax Fire Solutions International GmbH Bad Oldesloe | TPMC | Gas and Fire Detection System |  | Tornillo de rosca 6,3x25 DIN7981 | metal sheet screw 6,3x25 | 6295 | 23SGY306 | FIFI | 1000 | PCE | Germany | [6 empty] | 2331 | S-2331-0009-A-23-6295-01205195-N | 822 | 518 | 6.54 | 342 | 97 | 106 | FM02a Polo Unit 23 | 22903511 |  | N | N
Polo | Minimax Fire Solutions International GmbH Bad Oldesloe | TPMC | Gas and Fire Detection System |  | Tornillo de rosca 5,5x16 DIN7981 | metal sheet screw C5,5x16 | 6295 | 23SGY306 | FIFI | 500 | PCE | Germany | [6 empty] | 2331 | S-2331-0009-A-23-6295-01205195-N | 822 | 518 | 2 | 342 | 97 | 106 | FM02a Polo Unit 23 | 22903512 |  | N | N
Polo | Minimax Fire Solutions International GmbH Bad Oldesloe | TPMC | Gas and Fire Detection System |  | Tornillo de rosca 4,2x13 DIN7981 | metal sheet screw C4,2x13 | 6295 | 23SGY306 | FIFI | 1000 | PCE | Germany | [6 empty] | 2331 | S-2331-0009-A-23-6295-01205195-N | 822 | 518 | 2 | 342 | 97 | 106 | FM02a Polo Unit 23 | 22903513 |  | N | N
Polo | Minimax Fire Solutions International GmbH Bad Oldesloe | TPMC | Gas and Fire Detection System |  | Tornillo de rosca 3,9x13 DIN7981 | metal sheet screw C3,9x13 | 6295 | 23SGY306 | FIFI | 500 | PCE | Germany | [6 empty] | 2331 | S-2331-0009-A-23-6295-01205195-N | 822 | 518 | 0.5 | 342 | 97 | 106 | FM02a Polo Unit 23 | 22903514 |  | N | N
Polo | Minimax Fire Solutions International GmbH Bad Oldesloe | TPMC | Gas and Fire Detection System |  | Tornillo cilindro M6x55 DIN 912 | cylinder type screw M6x55 DIN 912 | 6295 | 23SGY306 | FIFI | 100 | PCE | Germany | [6 empty] | 2331 | S-2331-0009-A-23-6295-01205195-N | 822 | 518 | 1.4 | 342 | 97 | 106 | FM02a Polo Unit 23 | 22903515 |  | N | N
Polo | Minimax Fire Solutions International GmbH Bad Oldesloe | TPMC | Gas and Fire Detection System |  | Tornillo cilindro M6x35 DIN912 | cylinder type screw M6x35 DIN 912 | 6295 | 23SGY306 | FIFI | 200 | PCE | Germany | [6 empty] | 2331 | S-2331-0009-A-23-6295-01205195-N | 822 | 518 | 1.8 | 342 | 97 | 106 | FM02a Polo Unit 23 | 22903516 |  | N | N
Polo | Minimax Fire Solutions International GmbH Bad Oldesloe | TPMC | Gas and Fire Detection System |  | Tornillo hexágono M6x25 DIN933 | hex screw M6x25 DIN 933 | 6295 | 23SGY306 | FIFI | 200 | PCE | Germany | [6 empty] | 2331 | S-2331-0009-A-23-6295-01205195-N | 822 | 518 | 1.2 | 342 | 97 | 106 | FM02a Polo Unit 23 | 22903517 |  | N | N
Polo | Minimax Fire Solutions International GmbH Bad Oldesloe | TPMC | Gas and Fire Detection System |  | Cubierta para bandeja de cables 100mm | cover for cable tray 100 mm | 6295 | 23SGY306 | FIFI | 45 | MTR | Germany | [6 empty] | 2331 | S-2331-0009-A-23-6295-01205195-N | 822 | 518 | 46 | 342 | 97 | 106 | FM02a Polo Unit 23 | 22903445 |  | N | N
Polo | Minimax Fire Solutions International GmbH Bad Oldesloe | TPMC | Gas and Fire Detection System |  | Tornillo hexágono M5x40 DIN933 | hex screw M5x40 DIN 933 | 6295 | 23SGY306 | FIFI | 100 | PCE | Germany | [6 empty] | 2331 | S-2331-0009-A-23-6295-01205195-N | 822 | 518 | 0.6 | 342 | 97 | 106 | FM02a Polo Unit 23 | 22903518 |  | N | N
Polo | Minimax Fire Solutions International GmbH Bad Oldesloe | TPMC | Gas and Fire Detection System |  | Tornillo cilindro M5x30 DIN 84 | cylinder type screw M5x30 DIN 84 | 6295 | 23SGY306 | FIFI | 100 | PCE | Germany | [6 empty] | 2331 | S-2331-0009-A-23-6295-01205195-N | 822 | 518 | 0.5 | 342 | 97 | 106 | FM02a Polo Unit 23 | 22903519 |  | N | N
Polo | Minimax Fire Solutions International GmbH Bad Oldesloe | TPMC | Gas and Fire Detection System |  | Tornillo cilindro M4x45 DIN 84 | cylinder type screw M4x45 DIN 84 | 6295 | 23SGY306 | FIFI | 100 | PCE | Germany | [6 empty] | 2331 | S-2331-0009-A-23-6295-01205195-N | 822 | 518 | 0.4 | 342 | 97 | 106 | FM02a Polo Unit 23 | 22903520 |  | N | N
Polo | Minimax Fire Solutions International GmbH Bad Oldesloe | TPMC | Gas and Fire Detection System |  | Tornilloo cilindro M4x25 DIN84 | cylinder type screw M4x25 DIN 84 | 6295 | 23SGY306 | FIFI | 100 | PCE | Germany | [6 empty] | 2331 | S-2331-0009-A-23-6295-01205195-N | 822 | 518 | 0.3 | 342 | 97 | 106 | FM02a Polo Unit 23 | 22903521 |  | N | N
Polo | Minimax Fire Solutions International GmbH Bad Oldesloe | TPMC | Gas and Fire Detection System |  | Torno hexágono M6 DIN934 | hex-nut M6 DIN 934 | 6295 | 23SGY306 | FIFI | 200 | PCE | Germany | [6 empty] | 2331 | S-2331-0009-A-23-6295-01205195-N | 822 | 518 | 0.4 | 342 | 97 | 106 | FM02a Polo Unit 23 | 22903522 |  | N | N
Polo | Minimax Fire Solutions International GmbH Bad Oldesloe | TPMC | Gas and Fire Detection System |  | Torno hexágono M5 DIN934 | hex-nut M5 DIN 934 | 6295 | 23SGY306 | FIFI | 200 | PCE | Germany | [6 empty] | 2331 | S-2331-0009-A-23-6295-01205195-N | 822 | 518 | 0.2 | 342 | 97 | 106 | FM02a Polo Unit 23 | 22903523 |  | N | N
Polo | Minimax Fire Solutions International GmbH Bad Oldesloe | TPMC | Gas and Fire Detection System |  | Torno hexágono M4 DIN934 | hex-nut M4 DIN 934 | 6295 | 23SGY306 | FIFI | 200 | PCE | Germany | [6 empty] | 2331 | S-2331-0009-A-23-6295-01205195-N | 822 | 518 | 0.2 | 342 | 97 | 106 | FM02a Polo Unit 23 | 22903524 |  | N | N
Polo | Minimax Fire Solutions International GmbH Bad Oldesloe | TPMC | Gas and Fire Detection System |  | Torno B4,3 DIN125 | washer DIN 125 -B4,3 MS | 6295 | 23SGY306 | FIFI | 300 | PCE | Germany | [6 empty] | 2331 | S-2331-0009-A-23-6295-01205195-N | 822 | 518 | 0.3 | 342 | 97 | 106 | FM02a Polo Unit 23 | 22903525 |  | N | N
Polo | Minimax Fire Solutions International GmbH Bad Oldesloe | TPMC | Gas and Fire Detection System |  | Torno B5,3 DIN125 | washer DIN 125 -B5,3 MS | 6295 | 23SGY306 | FIFI | 300 | PCE | Germany | [6 empty] | 2331 | S-2331-0009-A-23-6295-01205195-N | 822 | 518 | 0.3 | 342 | 97 | 106 | FM02a Polo Unit 23 | 22903526 |  | N | N
Polo | Minimax Fire Solutions International GmbH Bad Oldesloe | TPMC | Gas and Fire Detection System |  | Torno B6,4 DIN9021 | washer DIN 9021-B6,4 -ST | 6295 | 23SGY306 | FIFI | 1000 | PCE | Germany | [6 empty] | 2331 | S-2331-0009-A-23-6295-01205195-N | 822 | 518 | 2 | 342 | 97 | 106 | FM02a Polo Unit 23 | 22903527 |  | N | N
Polo | Minimax Fire Solutions International GmbH Bad Oldesloe | TPMC | Gas and Fire Detection System |  | Conector en ángulo RKS 60mm | RKS angle connector 60mm | 6295 | 23SGY306 | FIFI | 20 | PCE | Germany | [6 empty] | 2331 | S-2331-0009-A-23-6295-01205195-N | 822 | 518 | 3.08 | 342 | 97 | 106 | FM02a Polo Unit 23 | 22903461 |  | N | N
Polo | Minimax Fire Solutions International GmbH Bad Oldesloe | TPMC | Gas and Fire Detection System |  | Cinta aislante 19x6 negro | insulated tape 19x6 black | 6295 | 23SGY306 | FIFI | 5 | PCE | Germany | [6 empty] | 2331 | S-2331-0009-A-23-6295-01205195-N | 822 | 518 | 0.16 | 342 | 97 | 106 | FM02a Polo Unit 23 | 22903528 |  | N | N
Polo | Minimax Fire Solutions International GmbH Bad Oldesloe | TPMC | Gas and Fire Detection System |  | Tornillo de madera 4x35 DIN 96 | wood screw 4x35 DIN 96 | 6295 | 23SGY306 | FIFI | 100 | PCE | Germany | [6 empty] | 2331 | S-2331-0009-A-23-6295-01205195-N | 822 | 518 | 0.2 | 342 | 97 | 106 | FM02a Polo Unit 23 | 22903529 |  | N | N
Polo | Minimax Fire Solutions International GmbH Bad Oldesloe | TPMC | Gas and Fire Detection System |  | Torno B8,4 DIN 9021 | washer DIN 9021-B8,4 ST | 6295 | 23SGY306 | FIFI | 200 | PCE | Germany | [6 empty] | 2331 | S-2331-0009-A-23-6295-01205195-N | 822 | 518 | 1.2 | 342 | 97 | 106 | FM02a Polo Unit 23 | 22903530 |  | N | N
Polo | Minimax Fire Solutions International GmbH Bad Oldesloe | TPMC | Gas and Fire Detection System |  | Resistor 1,8 kOhm | resistor 1,8 Kohm | 6295 | 23SGY306 | FIFI | 100 | PCE | Germany | [6 empty] | 2331 | S-2331-0009-A-23-6295-01205195-N | 822 | 518 | 0.2 | 342 | 97 | 106 | FM02a Polo Unit 23 | 22903531 |  | N | N
Polo | Minimax Fire Solutions International GmbH Bad Oldesloe | TPMC | Gas and Fire Detection System |  | Resistor 470 Ohm | resistor 470 Ohm | 6295 | 23SGY306 | FIFI | 50 | PCE | Germany | [6 empty] | 2331 | S-2331-0009-A-23-6295-01205195-N | 822 | 518 | 0.05 | 342 | 97 | 106 | FM02a Polo Unit 23 | 22903532 |  | N | N
Polo | Minimax Fire Solutions International GmbH Bad Oldesloe | TPMC | Gas and Fire Detection System |  | Resistor 1 kOhm | resistor 1 Kohm | 6295 | 23SGY306 | FIFI | 50 | PCE | Germany | [6 empty] | 2331 | S-2331-0009-A-23-6295-01205195-N | 822 | 518 | 0.05 | 342 | 97 | 106 | FM02a Polo Unit 23 | 22903533 |  | N | N
Polo | Minimax Fire Solutions International GmbH Bad Oldesloe | TPMC | Gas and Fire Detection System |  | Tubo retráctil 9,5>4,7 mm | shrinking hose 9,5 >4,7 mm | 6295 | 23SGY306 | FIFI | 20 | MTR | Germany | [6 empty] | 2331 | S-2331-0009-A-23-6295-01205195-N | 822 | 518 | 0.26 | 342 | 97 | 106 | FM02a Polo Unit 23 | 22903447 |  | N | N
Polo | Minimax Fire Solutions International GmbH Bad Oldesloe | TPMC | Gas and Fire Detection System |  | Tubo retráctil 12,7>6,4 mm | shrinking hose 12,7 >6,4 mm | 6295 | 23SGY306 | FIFI | 10 | MTR | Germany | [6 empty] | 2331 | S-2331-0009-A-23-6295-01205195-N | 822 | 518 | 0.19 | 342 | 97 | 106 | FM02a Polo Unit 23 | 22903448 |  | N | N
Polo | Minimax Fire Solutions International GmbH Bad Oldesloe | TPMC | Gas and Fire Detection System |  | Tubo óleo maque 1mm DIN40620 | oil lac hose 1 mm DIN 40620 | 6295 | 23SGY306 | FIFI | 25 | MTR | Germany | [6 empty] | 2331 | S-2331-0009-A-23-6295-01205195-N | 822 | 518 | 0.05 | 342 | 97 | 106 | FM02a Polo Unit 23 | 22903449 |  | N | N
Polo | Minimax Fire Solutions International GmbH Bad Oldesloe | TPMC | Gas and Fire Detection System |  | Tubo retráctil 25,4>12,7 mm | shrinking hose 25,4 >12,7 mm | 6295 | 23SGY306 | FIFI | 5 | MTR | Germany | [6 empty] | 2331 | S-2331-0009-A-23-6295-01205195-N | 822 | 518 | 0.06 | 342 | 97 | 106 | FM02a Polo Unit 23 | 22903450 |  | N | N
Polo | Minimax Fire Solutions International GmbH Bad Oldesloe | TPMC | Gas and Fire Detection System |  | Conector de la bandeja de cable 60mm | cable tray connector 60 mm | 6295 | 23SGY306 | FIFI | 30 | PCE | Germany | [6 empty] | 2331 | S-2331-0009-A-23-6295-01205195-N | 822 | 518 | 2.91 | 342 | 97 | 106 | FM02a Polo Unit 23 | 22903462 |  | N | N
Polo | Minimax Fire Solutions International GmbH Bad Oldesloe | TPMC | Gas and Fire Detection System |  | Atornillado 22053um-2x8-M20x1,5 | cable gland 22053um-2x8 | 6295 | 23SGY306 | FIFI | 35 | PCE | Germany | [6 empty] | 2331 | S-2331-0009-A-23-6295-01205195-N | 822 | 518 | 0.42 | 342 | 97 | 106 | FM02a Polo Unit 23 | 22903534 |  | N | N
Polo | Minimax Fire Solutions International GmbH Bad Oldesloe | TPMC | Gas and Fire Detection System |  | Marcador de cable Brady LC103x15 | brady cable marker LC103x15 | 6295 | 23SGY306 | FIFI | 4 | SET | Germany | [6 empty] | 2331 | S-2331-0009-A-23-6295-01205195-N | 822 | 518 | 0.44 | 342 | 97 | 106 | FM02a Polo Unit 23 | 22903455 |  | N | N
Polo | Minimax Fire Solutions International GmbH Bad Oldesloe | TPMC | Gas and Fire Detection System |  | DYMO LabelManager LM 210D | Dymo printer LM 210D | 6295 | 23SGY306 | FIFI | 1 | PCE | Germany | [6 empty] | 2331 | S-2331-0009-A-23-6295-01205195-N | 822 | 518 | 0.75 | 342 | 97 | 106 | FM02a Polo Unit 23 | 22903535 |  | N | N
Polo | Minimax Fire Solutions International GmbH Bad Oldesloe | TPMC | Gas and Fire Detection System |  | Tape Kassette DYMO negro/ blanco | tape cassette Dymo 45013 | 6295 | 23SGY306 | FIFI | 6 | PCE | Germany | [6 empty] | 2331 | S-2331-0009-A-23-6295-01205195-N | 822 | 518 | 0.3 | 342 | 97 | 106 | FM02a Polo Unit 23 | 22903536 |  | N | N
Polo | Minimax Fire Solutions International GmbH Bad Oldesloe | TPMC | Gas and Fire Detection System |  | Atornillado M20x1,5 | cable glant M20 x 1,5 FS | 6295 | 23SGY306 | FIFI | 30 | PCE | Germany | [6 empty] | 2331 | S-2331-0009-A-23-6295-01205195-N | 822 | 518 | 0.27 | 342 | 97 | 106 | FM02a Polo Unit 23 | 22903537 |  | N | N
Polo | Minimax Fire Solutions International GmbH Bad Oldesloe | TPMC | Gas and Fire Detection System |  | Contratuerca M20x1,5 | counter nut M20x1,5 | 6295 | 23SGY306 | FIFI | 60 | PCE | Germany | [6 empty] | 2331 | S-2331-0009-A-23-6295-01205195-N | 822 | 518 | 0.12 | 342 | 97 | 106 | FM02a Polo Unit 23 | 22903538 |  | N | N
Polo | Minimax Fire Solutions International GmbH Bad Oldesloe | TPMC | Gas and Fire Detection System |  | Atornillado 22053dm-2x8 | cable gland 22053dm-2x8 | 6295 | 23SGY306 | FIFI | 30 | PCE | Germany | [6 empty] | 2331 | S-2331-0009-A-23-6295-01205195-N | 822 | 518 | 1.02 | 342 | 97 | 106 | FM02a Polo Unit 23 | 22903539 |  | N | N
Polo | Minimax Fire Solutions International GmbH Bad Oldesloe | TPMC | Gas and Fire Detection System |  | Atornillado M20x1,5 | cable glant M20 x 1,5 FS | 6295 | 23SGY306 | FIFI | 30 | PCE | Germany | [6 empty] | 2331 | S-2331-0009-A-23-6295-01205195-N | 822 | 518 | 0.27 | 342 | 97 | 106 | FM02a Polo Unit 23 | 22903540 |  | N | N
Polo | Minimax Fire Solutions International GmbH Bad Oldesloe | TPMC | Gas and Fire Detection System |  | Atornillado 22053dm-2x8 | cable gland 22053dm-2x8 | 6295 | 23SGY306 | FIFI | 20 | PCE | Germany | [6 empty] | 2331 | S-2331-0009-A-23-6295-01205195-N | 822 | 518 | 0.68 | 342 | 97 | 106 | FM02a Polo Unit 23 | 22903541 |  | N | N
Polo | Minimax Fire Solutions International GmbH Bad Oldesloe | TPMC | Fire Fighting System |  | Botella de acero 67,5 ltr CO2-EU - vacio | Steel Cylinder 67,5 ltr. CO2-EU - EMPTY | 6295 | 23SGY306 | FIFI | 10 | PCE | Germany | [6 empty] | 2331 | S-2331-0010-A-23-6295-01205195-N | 1043 | 827 | 827 | 180 | 118 | 122 | FM02a Polo Unit 23 | 22903142 |  | N | N
Polo | Meggitt SA Villars-sur-Glane | TPFI | Equipo I&C GT23 para vigilancia de vibración | I&C Equipment GT23 for Vibration monitoring | etiquetado |  | 8411 | 23C 308 | GT Control System Siemens | 33 | PCE | Switzerland | [6 empty] | 2332 | S-2332-0001-C-23-8411-00263497-N | 71 | 28.382 | 0.132 | 85 | 70 | 60 | VPOSMELD_SIK980000073897 | 22983051 |  | N | N
Polo | Meggitt SA Villars-sur-Glane | TPFI | Equipo I&C GT23 para vigilancia de vibración | I&C Equipment GT23 for Vibration monitoring | MPS 1 Software |  | 8411 | 23C 308 | GT Control System Siemens | 1 | PCE | Switzerland | [6 empty] | 2332 | S-2332-0001-C-23-8411-00263497-N | 71 | 28.382 | 0.1 | 85 | 70 | 60 | VPOSMELD_SIK980000073897 | 22983061 |  | N | N
Polo | Meggitt SA Villars-sur-Glane | TPFI | Equipo I&C GT23 para vigilancia de vibración | I&C Equipment GT23 for Vibration monitoring | manual de instrucciones / manual de instalación |  | 8411 | 23C 308 | GT Control System Siemens | 2 | PCE | Switzerland | [6 empty] | 2332 | S-2332-0001-C-23-8411-00263497-N | 71 | 28.382 | 2.31 | 85 | 70 | 60 | VPOSMELD_SIK980000073897 | 22983052 |  | N | N
Polo | Meggitt SA Villars-sur-Glane | TPFI | Equipo I&C GT23 para vigilancia de vibración | I&C Equipment GT23 for Vibration monitoring | Acelerómetro CA 202 |  | 8411 | 23C 308 | GT Control System Siemens | 4 | PCE | Switzerland | [6 empty] | 2332 | S-2332-0001-C-23-8411-00263497-N | 71 | 28.382 | 2.64 | 85 | 70 | 60 | VPOSMELD_SIK980000073897 | 22983046 |  | N | N
Polo | Meggitt SA Villars-sur-Glane | TPFI | Equipo I&C GT23 para vigilancia de vibración | I&C Equipment GT23 for Vibration monitoring | RS 232 Cable |  | 8411 | 23C 308 | GT Control System Siemens | 1 | PCE | Switzerland | [6 empty] | 2332 | S-2332-0001-C-23-8411-00263497-N | 71 | 28.382 | 0.1 | 85 | 70 | 60 | VPOSMELD_SIK980000073897 | 22983062 |  | N | N
Polo | Meggitt SA Villars-sur-Glane | TPFI | Equipo I&C GT23 para vigilancia de vibración | I&C Equipment GT23 for Vibration monitoring | Acondicionador de señal IPC 704 |  | 8411 | 23C 308 | GT Control System Siemens | 2 | PCE | Switzerland | [6 empty] | 2332 | S-2332-0001-C-23-8411-00263497-N | 71 | 28.382 | 0.57 | 85 | 70 | 60 | VPOSMELD_SIK980000073897 | 22983053 |  | N | N
Polo | Meggitt SA Villars-sur-Glane | TPFI | Equipo I&C GT23 para vigilancia de vibración | I&C Equipment GT23 for Vibration monitoring | Acondicionador de señal IPC 704 |  | 8411 | 23C 308 | GT Control System Siemens | 2 | PCE | Switzerland | [6 empty] | 2332 | S-2332-0001-C-23-8411-00263497-N | 71 | 28.382 | 0.5 | 85 | 70 | 60 | VPOSMELD_SIK980000073897 | 22983054 |  | N | N
Polo | Meggitt SA Villars-sur-Glane | TPFI | Equipo I&C GT23 para vigilancia de vibración | I&C Equipment GT23 for Vibration monitoring | carcasa industrial ABA 171 |  | 8411 | 23C 308 | GT Control System Siemens | 1 | PCE | Switzerland | [6 empty] | 2332 | S-2332-0001-C-23-8411-00263497-N | 71 | 28.382 | 3.56 | 85 | 70 | 60 | VPOSMELD_SIK980000073897 | 22983055 |  | N | N
Polo | Meggitt SA Villars-sur-Glane | TPFI | Equipo I&C GT23 para vigilancia de vibración | I&C Equipment GT23 for Vibration monitoring | adaptador de montaje MA 133 |  | 8411 | 23C 308 | GT Control System Siemens | 2 | PCE | Switzerland | [6 empty] | 2332 | S-2332-0001-C-23-8411-00263497-N | 71 | 28.382 | 0.17 | 85 | 70 | 60 | VPOSMELD_SIK980000073897 | 22983047 |  | N | N
Polo | Meggitt SA Villars-sur-Glane | TPFI | Equipo I&C GT23 para vigilancia de vibración | I&C Equipment GT23 for Vibration monitoring | montaje de cable EC 153 |  | 8411 | 23C 308 | GT Control System Siemens | 3 | PCE | Switzerland | [6 empty] | 2332 | S-2332-0001-C-23-8411-00263497-N | 71 | 28.382 | 0.62 | 85 | 70 | 60 | VPOSMELD_SIK980000073897 | 22983056 |  | N | N
Polo | Meggitt SA Villars-sur-Glane | TPFI | Equipo I&C GT23 para vigilancia de vibración | I&C Equipment GT23 for Vibration monitoring | Acondicionador de señal IPC 704 |  | 8411 | 23C 308 | GT Control System Siemens | 3 | PCE | Switzerland | [6 empty] | 2332 | S-2332-0001-C-23-8411-00263497-N | 71 | 28.382 | 0.75 | 85 | 70 | 60 | VPOSMELD_SIK980000073897 | 22983057 |  | N | N
Polo | Meggitt SA Villars-sur-Glane | TPFI | Equipo I&C GT23 para vigilancia de vibración | I&C Equipment GT23 for Vibration monitoring | carcasa industrial ABA 172 |  | 8411 | 23C 308 | GT Control System Siemens | 1 | PCE | Switzerland | [6 empty] | 2332 | S-2332-0001-C-23-8411-00263497-N | 71 | 28.382 | 5.47 | 85 | 70 | 60 | VPOSMELD_SIK980000073897 | 22983058 |  | N | N
Polo | Meggitt SA Villars-sur-Glane | TPFI | Equipo I&C GT23 para vigilancia de vibración | I&C Equipment GT23 for Vibration monitoring | transductores de presión CP 532 |  | 8411 | 23C 308 | GT Control System Siemens | 5 | PCE | Switzerland | [6 empty] | 2332 | S-2332-0001-C-23-8411-00263497-N | 71 | 28.382 | 1.15 | 85 | 70 | 60 | VPOSMELD_SIK980000073897 | 22983059 |  | N | N
Polo | Meggitt SA Villars-sur-Glane | TPFI | Equipo I&C GT23 para vigilancia de vibración | I&C Equipment GT23 for Vibration monitoring | montaje de cable EC 153 |  | 8411 | 23C 308 | GT Control System Siemens | 5 | PCE | Switzerland | [6 empty] | 2332 | S-2332-0001-C-23-8411-00263497-N | 71 | 28.382 | 1.03 | 85 | 70 | 60 | VPOSMELD_SIK980000073897 | 22983060 |  | N | N
Polo | Meggitt SA Villars-sur-Glane | TPFI | Equipo I&C GT23 para vigilancia de vibración | I&C Equipment GT23 for Vibration monitoring | Acondicionador de señal IPC 704 |  | 8411 | 23C 308 | GT Control System Siemens | 5 | PCE | Switzerland | [6 empty] | 2332 | S-2332-0001-C-23-8411-00263497-N | 71 | 28.382 | 1.25 | 85 | 70 | 60 | VPOSMELD_SIK980000073897 | 22983048 |  | N | N
Polo | Meggitt SA Villars-sur-Glane | TPFI | Equipo I&C GT23 para vigilancia de vibración | I&C Equipment GT23 for Vibration monitoring | carcasa industrial ABA 172 |  | 8411 | 23C 308 | GT Control System Siemens | 1 | PCE | Switzerland | [6 empty] | 2332 | S-2332-0001-C-23-8411-00263497-N | 71 | 28.382 | 5.47 | 85 | 70 | 60 | VPOSMELD_SIK980000073897 | 22983049 |  | N | N
Polo | Meggitt SA Villars-sur-Glane | TPFI | Equipo I&C GT23 para vigilancia de vibración | I&C Equipment GT23 for Vibration monitoring | carcasa industrial ABA 171 |  | 8411 | 23C 308 | GT Control System Siemens | 1 | PCE | Switzerland | [6 empty] | 2332 | S-2332-0001-C-23-8411-00263497-N | 71 | 28.382 | 2.56 | 85 | 70 | 60 | VPOSMELD_SIK980000073897 | 22983050 |  | N | N
Polo | Siemens Gas and Power GmbH & Co. KG Erfurt | GENO | generator |  | SHOP FINAL ASSEMBLY STOCK MACHINE | WERKSMONTAGE GENERATOR STOCK MASCHINE | 3600 | 23MKA200 | GT Generator (Core) | 1 | PCE | Germany |  |  | DPPPG-70114084 | MKGNS0810/0001 |  | P0035931400 | 2334 | S-2334-0001-A-23-3600-48837723-N | 327500 | 324700 | 324700 | 1227 | 402 | 368 | SIK040500317204 | 20792924 |  | N | N
Polo | Siemens Gas and Power GmbH & Co. KG Erfurt | GENO | cover |  | COVER | ABDECKHAUBE | 3600 | 23MKA200 | GT Generator (Core) | 1 | PCE | Germany |  |  | DPPPG-70108207 | MKSFA9900/0009 |  | P0042085500 | 2335 | S-2335-0001-A-23-3600-48837723-N | 33691 | 27190.8 | 23455 | 1032 | 496 | 465 | SIK040500319954 | 20849868 |  | N | N
Polo | Siemens Gas and Power GmbH & Co. KG Erfurt | GENO | cover |  | PLATE | BLECH | 3600 | 23MKA200 | GT Generator (Core) | 2 | PCE | Germany |  |  | DPPPG-70009121 | MKSFA5600/0010/0530 |  | P0006192400 | 2335 | S-2335-0001-A-23-3600-48837723-N | 33691 | 27190.8 | 30 | 1032 | 496 | 465 | SIK040500319954 | 20849869 |  | N | N
Polo | Siemens Gas and Power GmbH & Co. KG Erfurt | GENO | cover |  | PLATE | BLECH | 3600 | 23MKA200 | GT Generator (Core) | 2 | PCE | Germany |  |  | DPPPG-70009129 | MKSFA5600/0010/0540 |  | P0006192500 | 2335 | S-2335-0001-A-23-3600-48837723-N | 33691 | 27190.8 | 46.8 | 1032 | 496 | 465 | SIK040500319954 | 20849870 |  | N | N
Polo | Siemens Gas and Power GmbH & Co. KG Erfurt | GENO | cover |  | COVER SHEET | ABDECKBLECH | 3600 | 23MKA200 | GT Generator (Core) | 1 | PCE | Germany |  |  | DPPPG-70077936 | MKSFA5600/0010/0550 |  | P0029757400 | 2335 | S-2335-0001-A-23-3600-48837723-N | 33691 | 27190.8 | 36.7 | 1032 | 496 | 465 | SIK040500319954 | 20849871 |  | N | N
Polo | Siemens Gas and Power GmbH & Co. KG Erfurt | GENO | cover |  | FRAME | RAHMEN | 3600 | 23MKA200 | GT Generator (Core) | 1 | PCE | Germany |  |  | DPPPG-70073210 | MKSFA5600/0010/0590 |  | P0028070200 | 2335 | S-2335-0001-A-23-3600-48837723-N | 33691 | 27190.8 | 1139 | 1032 | 496 | 465 | SIK040500319954 | 20849872 |  | N | N
Polo | Siemens Gas and Power GmbH & Co. KG Erfurt | GENO | cover |  | SUPPORT | STÜTZE | 3600 | 23MKA200 | GT Generator (Core) | 4 | PCE | Germany |  |  | DPPPG-70077941 | MKSFA5600/0010/0790 |  | P0029757700 | 2335 | S-2335-0001-A-23-3600-48837723-N | 33691 | 27190.8 | 244 | 1032 | 496 | 465 | SIK040500319954 | 20849873 |  | N | N
Polo | Siemens Gas and Power GmbH & Co. KG Erfurt | GENO | cover |  | PLATE | PLATTE | 3600 | 23MKA200 | GT Generator (Core) | 4 | PCE | Germany |  |  | DPPPG-70067790 | MKSFA0401/0040 |  | P0025805500 | 2335 | S-2335-0001-A-23-3600-48837723-N | 33691 | 27190.8 | 14 | 1032 | 496 | 465 | SIK040500319954 | 20849874 |  | N | N
Polo | Siemens Gas and Power GmbH & Co. KG Erfurt | GENO | cover |  | SLIDE PLATE | RUTSCHBLECH | 3600 | 23MKA200 | GT Generator (Core) | 1 | PCE | Germany |  |  | DPPPG-70012427 | MKSFA4900/0010 |  | P0007562600 | 2335 | S-2335-0001-A-23-3600-48837723-N | 33691 | 27190.8 | 85 | 1032 | 496 | 465 | SIK040500319954 | 20849875 |  | N | N
Polo | Siemens Gas and Power GmbH & Co. KG Erfurt | GENO | cover |  | filter unit | Filtereinheit | 3600 | 23MKA200 | GT Generator (Core) | 1 | PCE | Germany |  |  |  | MKGNS0000/ZZ00101157 |  | 804015 | 2335 | S-2335-0001-A-23-3600-48837723-N | 33691 | 27190.8 | 104 | 1032 | 496 | 465 | SIK040500319954 | 20849876 |  | N | N
Polo | Siemens Gas and Power GmbH & Co. KG Erfurt | GENO | cover |  | roof fan | Dachventilator | 3600 | 23MKA200 | GT Generator (Core) | 2 | PCE | Germany | [5 empty] | 2000063895 | 2335 | S-2335-0001-A-23-3600-48837723-N | 33691 | 27190.8 | 130 | 1032 | 496 | 465 | SIK040500319954 | 20849877 |  | N | N
Polo | Siemens Gas and Power GmbH & Co. KG Erfurt | GENO | cover |  | silencer | Schalldämpfer | 3600 | 23MKA200 | GT Generator (Core) | 1 | PCE | Germany | [5 empty] | 2000015233 | 2335 | S-2335-0001-A-23-3600-48837723-N | 33691 | 27190.8 | 750 | 1032 | 496 | 465 | SIK040500319954 | 20849878 |  | N | N
Polo | Siemens Gas and Power GmbH & Co. KG Erfurt | GENO | cover |  | elbow 90° | Bogen 90° | 3600 | 23MKA200 | GT Generator (Core) | 4 | PCE | Germany | [5 empty] | 803099 | 2335 | S-2335-0001-A-23-3600-48837723-N | 33691 | 27190.8 | 0.4 | 1032 | 496 | 465 | SIK040500319954 | 20849879 |  | N | N
Polo | Siemens Gas and Power GmbH & Co. KG Erfurt | GENO | cover |  | air duct | Kanalteil | 3600 | 23MKA200 | GT Generator (Core) | 2 | PCE | Germany | [5 empty] | 2000032398 | 2335 | S-2335-0001-A-23-3600-48837723-N | 33691 | 27190.8 | 1010 | 1032 | 496 | 465 | SIK040500319954 | 20849880 |  | N | N
Polo | Siemens Gas and Power GmbH & Co. KG Erfurt | GENO | cover |  | valve | Rückschlagklappe | 3600 | 23MKA200 | GT Generator (Core) | 2 | PCE | Germany | [5 empty] | 2000029601 | 2335 | S-2335-0001-A-23-3600-48837723-N | 33691 | 27190.8 | 10 | 1032 | 496 | 465 | SIK040500319954 | 20849881 |  | N | N
Polo | Siemens Gas and Power GmbH & Co. KG Erfurt | GENO | cover |  | duct mouldet part | Übergang Segeltuchstutzen | 3600 | 23MKA200 | GT Generator (Core) | 2 | PCE | Germany | [5 empty] | 2000029594 | 2335 | S-2335-0001-A-23-3600-48837723-N | 33691 | 27190.8 | 14.4 | 1032 | 496 | 465 | SIK040500319954 | 20849882 |  | N | N
Polo | Siemens Gas and Power GmbH & Co. KG Erfurt | GENO | cover |  | support | Segeltuchstutzen | 3600 | 23MKA200 | GT Generator (Core) | 2 | PCE | Germany | [5 empty] | 804808 | 2335 | S-2335-0001-A-23-3600-48837723-N | 33691 | 27190.8 | 70 | 1032 | 496 | 465 | SIK040500319954 | 20849883 |  | N | N
Polo | Siemens Gas and Power GmbH & Co. KG Erfurt | GENO | cover |  | SEALING PLATE | DICHTBLECH | 3600 | 23MKA200 | GT Generator (Core) | 1 | PCE | Germany |  |  | DPPPG-70091751 | MKGNS0966/ZZ10003867 |  | P0034173400 | 2335 | S-2335-0001-A-23-3600-48837723-N | 33691 | 27190.8 | 13.9 | 1032 | 496 | 465 | SIK040500319954 | 20849884 |  | N | N
Polo | Siemens Gas and Power GmbH & Co. KG Erfurt | GENO | cover |  | SEALING PLATE | DICHTBLECH | 3600 | 23MKA200 | GT Generator (Core) | 1 | PCE | Germany |  |  | DPPPG-70108325 | MKGNS0966/ZZ10003867 |  | P0042279800 | 2335 | S-2335-0001-A-23-3600-48837723-N | 33691 | 27190.8 | 23.7 | 1032 | 496 | 465 | SIK040500319954 | 20849885 |  | N | N
Polo | Siemens Gas and Power GmbH & Co. KG Erfurt | GENO | cover |  | SEALING PLATE | DICHTBLECH | 3600 | 23MKA200 | GT Generator (Core) | 1 | PCE | Germany |  |  | DPPPG-70091750 | MKGNS0966/ZZ10003867 |  | P0034173700 | 2335 | S-2335-0001-A-23-3600-48837723-N | 33691 | 27190.8 | 13.9 | 1032 | 496 | 465 | SIK040500319954 | 20849886 |  | N | N
Polo | Siemens Gas and Power GmbH & Co. KG Erfurt | GENO | additional cover |  | ADDITIONAL COVER | ZUSATZHAUBE | 3600 | 23MKA201 | GT Generator (B+C Parts Emb.P) | 1 | PCE | Germany |  |  | DPPPG-70011663 | MKSFA5600/0010/0630 |  | P0042080000 | 2336 | S-2336-0001-A-23-3600-48837723-N | 6514 | 4978 | 458 | 478 | 223 | 438 | SIK040500317234 | 20792922 |  | N | N
Polo | Siemens Gas and Power GmbH & Co. KG Erfurt | GENO | additional cover |  | ADDITIONAL COVER | ZUSATZHAUBE | 3600 | 23MKA201 | GT Generator (B+C Parts Emb.P) | 1 | PCE | Germany |  |  | DPPPG-70072462 | MKGNS0000/ZZ10004927 |  | P0042076000 | 2336 | S-2336-0001-A-23-3600-48837723-N | 6514 | 4978 | 4520 | 478 | 223 | 438 | SIK040500317234 | 20792923 |  | N | N
Polo | Siemens Gas and Power GmbH & Co. KG Erfurt | GENO | cooling plant |  | COOLER COVER | KUEHLERHAUBE | 3600 | 23MKA201 | GT Generator (B+C Parts Emb.P) | 1 | PCE | Germany |  |  | DPPPG-70108789 | MKSFA9900/0023 |  | P0042586200 | 2337 | S-2337-0001-A-23-3600-48837723-N | 18777 | 15050 | 15050 | 996 | 379 | 246 | SIK040500317216 | 20793419 |  | N | N
Polo | Siemens Gas and Power GmbH & Co. KG Erfurt | GENO | current leads cosol |  | MAIN BRACKET | AUSLEITUNGSKONSOLE | 3600 | 23MKA201 | GT Generator (B+C Parts Emb.P) | 1 | PCE | Germany |  |  | DPPPG-70014827 | MKSFA6300/0010 |  | P0008657900 | 2338 | S-2338-0001-A-23-3600-48837723-N | 4739 | 3280 | 3280 | 392 | 268 | 281 | SIK040500317206 | 20793448 |  | N | N
Polo | Siemens Gas and Power GmbH & Co. KG Erfurt | GENO | pagel | pagel | Mortero de relleno Pagel V14/10 | underfill mortar Pagel V14/10 | 3600 | 23MKA200 | GT Generator (Core) | 4 | PCE | Germany |  |  |  | MKMAN0000/ZZ00101612 |  | PE110549 | 2339 | S-2339-0001-A-23-3600-48837723-N | 148 | 100 | 100 | 80 | 60 | 80 | SIK040500334124 | 21427364 |  | N | N
Polo | BBM Gerber Technologie GmbH Dortmund | TPMC | El Panel de pared | wall panel | wall panel (L=1830 x B=717 x H=75mm) | El panel de pared (L=1830 x B=717 x H=75mm) | 6295 | 23MPB306 | Enclosure Diff. Enclosure | 1 | PCE | India |  |  | 240-G100704-BG0D |  |  |  | 2340 | S-2340-0001-B-23-6295-01204764-N | 1960 | 1435.2 | 32.8 | 435 | 118 | 198 | BBM India scope (Unit23) | 22543394 | 730890 | N | N
Polo | BBM Gerber Technologie GmbH Dortmund | TPMC | El Panel de pared | wall panel | wall panel (L=1830 x B=1005 x H=75mm) | El panel de pared (L=1830 x B=1005 x H=75mm) | 6295 | 23MPB306 | Enclosure Diff. Enclosure | 1 | PCE | India |  |  | 240-G100704-BG0D |  |  |  | 2340 | S-2340-0001-B-23-6295-01204764-N | 1960 | 1435.2 | 46 | 435 | 118 | 198 | BBM India scope (Unit23) | 22543395 | 730890 | N | N
Polo | BBM Gerber Technologie GmbH Dortmund | TPMC | El Panel de pared | wall panel | wall panel (L=1062 x B=272 x H=75mm) | El panel de pared (L=1062 x B=272 x H=75mm) | 6295 | 23MPB306 | Enclosure Diff. Enclosure | 1 | PCE | India |  |  | 240-G100704-BG0D |  |  |  | 2340 | S-2340-0001-B-23-6295-01204764-N | 1960 | 1435.2 | 7.2 | 435 | 118 | 198 | BBM India scope (Unit23) | 22543396 | 730890 | N | N
Polo | BBM Gerber Technologie GmbH Dortmund | TPMC | El Panel de pared | wall panel | wall panel (L=1062 x B=598 x H=75mm) | El panel de pared (L=1062 x B=598 x H=75mm) | 6295 | 23MPB306 | Enclosure Diff. Enclosure | 1 | PCE | India |  |  | 240-G100704-BG0D |  |  |  | 2340 | S-2340-0001-B-23-6295-01204764-N | 1960 | 1435.2 | 15.9 | 435 | 118 | 198 | BBM India scope (Unit23) | 22543397 | 730890 | N | N
Polo | BBM Gerber Technologie GmbH Dortmund | TPMC | El Panel de pared | wall panel | wall panel (L=1830 x B=717 x H=75mm) | El panel de pared (L=1830 x B=717 x H=75mm) | 6295 | 23MPB306 | Enclosure Diff. Enclosure | 1 | PCE | India |  |  | 240-G100704-BG0D |  |  |  | 2340 | S-2340-0001-B-23-6295-01204764-N | 1960 | 1435.2 | 32.8 | 435 | 118 | 198 | BBM India scope (Unit23) | 22543398 | 730890 | N | N
Polo | BBM Gerber Technologie GmbH Dortmund | TPMC | El Panel de pared | wall panel | wall panel (L=1830 x B=717 x H=75mm) | El panel de pared (L=1830 x B=717 x H=75mm) | 6295 | 23MPB306 | Enclosure Diff. Enclosure | 1 | PCE | India |  |  | 240-G100704-BG0D |  |  |  | 2340 | S-2340-0001-B-23-6295-01204764-N | 1960 | 1435.2 | 32.8 | 435 | 118 | 198 | BBM India scope (Unit23) | 22543399 | 730890 | N | N
Polo | BBM Gerber Technologie GmbH Dortmund | TPMC | El Panel de pared | wall panel | wall panel (L=4000 x B=900 x H=75mm) | El panel de pared (L=4000 x B=900 x H=75mm) | 6295 | 23MPB306 | Enclosure Diff. Enclosure | 1 | PCE | India |  |  | 240-G100704-BG0D |  |  |  | 2340 | S-2340-0001-B-23-6295-01204764-N | 1960 | 1435.2 | 90 | 435 | 118 | 198 | BBM India scope (Unit23) | 22543382 | 730890 | N | N
Polo | BBM Gerber Technologie GmbH Dortmund | TPMC | El Panel de pared | wall panel | wall panel (L=4000 x B=1005 x H=75mm) | El panel de pared (L=4000 x B=1005 x H=75mm) | 6295 | 23MPB306 | Enclosure Diff. Enclosure | 3 | PCE | India |  |  | 240-G100704-BG0D |  |  |  | 2340 | S-2340-0001-B-23-6295-01204764-N | 1960 | 1435.2 | 301.5 | 435 | 118 | 198 | BBM India scope (Unit23) | 22543383 | 730890 | N | N
Polo | BBM Gerber Technologie GmbH Dortmund | TPMC | El Panel de pared | wall panel | wall panel (L=2939 x B=1005 x H=75mm) | El panel de pared (L=2939 x B=1005 x H=75mm) | 6295 | 23MPB306 | Enclosure Diff. Enclosure | 1 | PCE | India |  |  | 240-G100704-BG0D |  |  |  | 2340 | S-2340-0001-B-23-6295-01204764-N | 1960 | 1435.2 | 73.8 | 435 | 118 | 198 | BBM India scope (Unit23) | 22543384 | 730890 | N | N
Polo | BBM Gerber Technologie GmbH Dortmund | TPMC | El Panel de pared | wall panel | wall panel (L=4000 x B=1030 x H=75mm) | El panel de pared (L=4000 x B=1030 x H=75mm) | 6295 | 23MPB306 | Enclosure Diff. Enclosure | 1 | PCE | India |  |  | 240-G100704-BG0D |  |  |  | 2340 | S-2340-0001-B-23-6295-01204764-N | 1960 | 1435.2 | 103 | 435 | 118 | 198 | BBM India scope (Unit23) | 22543385 | 730890 | N | N
Polo | BBM Gerber Technologie GmbH Dortmund | TPMC | El Panel de pared | wall panel | wall panel (L=4000 x B=1005 x H=75mm) | El panel de pared (L=4000 x B=1005 x H=75mm) | 6295 | 23MPB306 | Enclosure Diff. Enclosure | 1 | PCE | India |  |  | 240-G100704-BG0D |  |  |  | 2340 | S-2340-0001-B-23-6295-01204764-N | 1960 | 1435.2 | 100.5 | 435 | 118 | 198 | BBM India scope (Unit23) | 22543386 | 730890 | N | N
Polo | BBM Gerber Technologie GmbH Dortmund | TPMC | El Panel de pared | wall panel | wall panel (L=4000 x B=1030 x H=75mm) | El panel de pared (L=4000 x B=1030 x H=75mm) | 6295 | 23MPB306 | Enclosure Diff. Enclosure | 1 | PCE | India |  |  | 240-G100704-BG0D |  |  |  | 2340 | S-2340-0001-B-23-6295-01204764-N | 1960 | 1435.2 | 103 | 435 | 118 | 198 | BBM India scope (Unit23) | 22543387 | 730890 | N | N
Polo | BBM Gerber Technologie GmbH Dortmund | TPMC | El Panel de pared | wall panel | wall panel (L=2939 x B=1005 x H=75mm) | El panel de pared (L=2939 x B=1005 x H=75mm) | 6295 | 23MPB306 | Enclosure Diff. Enclosure | 1 | PCE | India |  |  | 240-G100704-BG0D |  |  |  | 2340 | S-2340-0001-B-23-6295-01204764-N | 1960 | 1435.2 | 73.8 | 435 | 118 | 198 | BBM India scope (Unit23) | 22543388 | 730890 | N | N
Polo | BBM Gerber Technologie GmbH Dortmund | TPMC | El Panel de pared | wall panel | wall panel (L=2939 x B=1030 x H=75mm) | El panel de pared (L=2939 x B=1030 x H=75mm) | 6295 | 23MPB306 | Enclosure Diff. Enclosure | 1 | PCE | India |  |  | 240-G100704-BG0D |  |  |  | 2340 | S-2340-0001-B-23-6295-01204764-N | 1960 | 1435.2 | 75.7 | 435 | 118 | 198 | BBM India scope (Unit23) | 22543389 | 730890 | N | N
Polo | BBM Gerber Technologie GmbH Dortmund | TPMC | El Panel de pared | wall panel | wall panel (L=2939 x B=1005 x H=75mm) | El panel de pared (L=2939 x B=1005 x H=75mm) | 6295 | 23MPB306 | Enclosure Diff. Enclosure | 1 | PCE | India |  |  | 240-G100704-BG0D |  |  |  | 2340 | S-2340-0001-B-23-6295-01204764-N | 1960 | 1435.2 | 73.8 | 435 | 118 | 198 | BBM India scope (Unit23) | 22543390 | 730890 | N | N
Polo | BBM Gerber Technologie GmbH Dortmund | TPMC | El Panel de pared | wall panel | wall panel (L=4000 x B=1005 x H=75mm) | El panel de pared (L=4000 x B=1005 x H=75mm) | 6295 | 23MPB306 | Enclosure Diff. Enclosure | 1 | PCE | India |  |  | 240-G100704-BG0D |  |  |  | 2340 | S-2340-0001-B-23-6295-01204764-N | 1960 | 1435.2 | 100.5 | 435 | 118 | 198 | BBM India scope (Unit23) | 22543391 | 730890 | N | N
Polo | BBM Gerber Technologie GmbH Dortmund | TPMC | El Panel de pared | wall panel | wall panel (L=4000 x B=1005 x H=75mm) | El panel de pared (L=4000 x B=1005 x H=75mm) | 6295 | 23MPB306 | Enclosure Diff. Enclosure | 1 | PCE | India |  |  | 240-G100704-BG0D |  |  |  | 2340 | S-2340-0001-B-23-6295-01204764-N | 1960 | 1435.2 | 100.5 | 435 | 118 | 198 | BBM India scope (Unit23) | 22543392 | 730890 | N | N
Polo | BBM Gerber Technologie GmbH Dortmund | TPMC | El Panel de pared | wall panel | wall panel (L=4000 x B=716 x H=75mm) | El panel de pared (L=4000 x B=716 x H=75mm) | 6295 | 23MPB306 | Enclosure Diff. Enclosure | 1 | PCE | India |  |  | 240-G100704-BG0D |  |  |  | 2340 | S-2340-0001-B-23-6295-01204764-N | 1960 | 1435.2 | 71.6 | 435 | 118 | 198 | BBM India scope (Unit23) | 22543393 | 730890 | N | N
Polo | BBM Gerber Technologie GmbH Dortmund | TPMC | REJILIA | gratings | GRATING 980x1575x40 | REJILLA 980x1575x40 | 6295 | 23MPB306 | Enclosure Diff. Enclosure | 3 | PCE | India |  | - | 010-G100704-BC0D |  |  |  | 2340 | S-2340-0002-B-23-6295-01204764-N | 120 | 100 | 100 | 160 | 100 | 27 | Gratings(Unit23) | 22831695 | 730890 | N | N
Polo | BBM Gerber Technologie GmbH Dortmund | TPMC | El Panel de pared | wall panel | wall panel (L=3725 x B=970 x H=75mm) | El panel de pared (L=3725 x B=970 x H=75mm) | 6295 | 23MPB306 | Enclosure Diff. Enclosure | 2 | PCE | India |  |  | 240-G100704-BD0D |  |  |  | 2340 | S-2340-0003-B-23-6295-01204764-N | 1330 | 1130.5 | 180.7 | 407 | 116 | 176 | BBM India scope (Unit23) | 22543421 | 730890 | N | N
Polo | BBM Gerber Technologie GmbH Dortmund | TPMC | El Panel de pared | wall panel | wall panel (L=3725 x B=1005 x H=75mm) | El panel de pared (L=3725 x B=1005 x H=75mm) | 6295 | 23MPB306 | Enclosure Diff. Enclosure | 1 | PCE | India |  |  | 240-G100704-BD0D |  |  |  | 2340 | S-2340-0003-B-23-6295-01204764-N | 1330 | 1130.5 | 93.6 | 407 | 116 | 176 | BBM India scope (Unit23) | 22543422 | 730890 | N | N
Polo | BBM Gerber Technologie GmbH Dortmund | TPMC | El Panel de pared | wall panel | wall panel (L=3725 x B=1005 x H=75mm) | El panel de pared (L=3725 x B=1005 x H=75mm) | 6295 | 23MPB306 | Enclosure Diff. Enclosure | 1 | PCE | India |  |  | 240-G100704-BD0D |  |  |  | 2340 | S-2340-0003-B-23-6295-01204764-N | 1330 | 1130.5 | 93.6 | 407 | 116 | 176 | BBM India scope (Unit23) | 22543423 | 730890 | N | N
Polo | BBM Gerber Technologie GmbH Dortmund | TPMC | El Panel de pared | wall panel | wall panel (L=1858 x B=1005 x H=75mm) | El panel de pared (L=1858 x B=1005 x H=75mm) | 6295 | 23MPB306 | Enclosure Diff. Enclosure | 1 | PCE | India |  |  | 240-G100704-BD0D |  |  |  | 2340 | S-2340-0003-B-23-6295-01204764-N | 1330 | 1130.5 | 46.7 | 407 | 116 | 176 | BBM India scope (Unit23) | 22543424 | 730890 | N | N
Polo | BBM Gerber Technologie GmbH Dortmund | TPMC | El Panel de pared | wall panel | wall panel (L=1858 x B=1005 x H=75mm) | El panel de pared (L=1858 x B=1005 x H=75mm) | 6295 | 23MPB306 | Enclosure Diff. Enclosure | 1 | PCE | India |  |  | 240-G100704-BD0D |  |  |  | 2340 | S-2340-0003-B-23-6295-01204764-N | 1330 | 1130.5 | 46.7 | 407 | 116 | 176 | BBM India scope (Unit23) | 22543425 | 730890 | N | N
Polo | BBM Gerber Technologie GmbH Dortmund | TPMC | El Panel de pared | wall panel | wall panel (L=1171 x B=1005 x H=75mm) | El panel de pared (L=1171 x B=1005 x H=75mm) | 6295 | 23MPB306 | Enclosure Diff. Enclosure | 1 | PCE | India |  |  | 240-G100704-BD0D |  |  |  | 2340 | S-2340-0003-B-23-6295-01204764-N | 1330 | 1130.5 | 29.4 | 407 | 116 | 176 | BBM India scope (Unit23) | 22543426 | 730890 | N | N
Polo | BBM Gerber Technologie GmbH Dortmund | TPMC | El Panel de pared | wall panel | wall panel (L=1171 x B=1005 x H=75mm) | El panel de pared (L=1171 x B=1005 x H=75mm) | 6295 | 23MPB306 | Enclosure Diff. Enclosure | 1 | PCE | India |  |  | 240-G100704-BD0D |  |  |  | 2340 | S-2340-0003-B-23-6295-01204764-N | 1330 | 1130.5 | 29.4 | 407 | 116 | 176 | BBM India scope (Unit23) | 22543427 | 730890 | N | N
Polo | BBM Gerber Technologie GmbH Dortmund | TPMC | El Panel de pared | wall panel | wall panel (L=1171 x B=1005 x H=75mm) | El panel de pared (L=1171 x B=1005 x H=75mm) | 6295 | 23MPB306 | Enclosure Diff. Enclosure | 1 | PCE | India |  |  | 240-G100704-BD0D |  |  |  | 2340 | S-2340-0003-B-23-6295-01204764-N | 1330 | 1130.5 | 29.4 | 407 | 116 | 176 | BBM India scope (Unit23) | 22543428 | 730890 | N | N
Polo | BBM Gerber Technologie GmbH Dortmund | TPMC | El Panel de pared | wall panel | wall panel (L=1171 x B=1005 x H=75mm) | El panel de pared (L=1171 x B=1005 x H=75mm) | 6295 | 23MPB306 | Enclosure Diff. Enclosure | 1 | PCE | India |  |  | 240-G100704-BD0D |  |  |  | 2340 | S-2340-0003-B-23-6295-01204764-N | 1330 | 1130.5 | 29.4 | 407 | 116 | 176 | BBM India scope (Unit23) | 22543429 | 730890 | N | N
Polo | BBM Gerber Technologie GmbH Dortmund | TPMC | El Panel de pared | wall panel | wall panel (L=1858 x B=1005 x H=75mm) | El panel de pared (L=1858 x B=1005 x H=75mm) | 6295 | 23MPB306 | Enclosure Diff. Enclosure | 1 | PCE | India |  |  | 240-G100704-BD0D |  |  |  | 2340 | S-2340-0003-B-23-6295-01204764-N | 1330 | 1130.5 | 46.7 | 407 | 116 | 176 | BBM India scope (Unit23) | 22543430 | 730890 | N | N
Polo | BBM Gerber Technologie GmbH Dortmund | TPMC | El Panel de pared | wall panel | wall panel (L=1858 x B=1005 x H=75mm) | El panel de pared (L=1858 x B=1005 x H=75mm) | 6295 | 23MPB306 | Enclosure Diff. Enclosure | 1 | PCE | India |  |  | 240-G100704-BD0D |  |  |  | 2340 | S-2340-0003-B-23-6295-01204764-N | 1330 | 1130.5 | 46.7 | 407 | 116 | 176 | BBM India scope (Unit23) | 22543431 | 730890 | N | N
Polo | BBM Gerber Technologie GmbH Dortmund | TPMC | El Panel de pared | wall panel | wall panel (L=3725 x B=980 x H=75mm) | El panel de pared (L=3725 x B=980 x H=75mm) | 6295 | 23MPB306 | Enclosure Diff. Enclosure | 1 | PCE | India |  |  | 240-G100704-BD0D |  |  |  | 2340 | S-2340-0003-B-23-6295-01204764-N | 1330 | 1130.5 | 91.3 | 407 | 116 | 176 | BBM India scope (Unit23) | 22543432 | 730890 | N | N
Polo | BBM Gerber Technologie GmbH Dortmund | TPMC | El Panel de pared | wall panel | wall panel (L=3725 x B=980 x H=75mm) | El panel de pared (L=3725 x B=980 x H=75mm) | 6295 | 23MPB306 | Enclosure Diff. Enclosure | 1 | PCE | India |  |  | 240-G100704-BD0D |  |  |  | 2340 | S-2340-0003-B-23-6295-01204764-N | 1330 | 1130.5 | 91.3 | 407 | 116 | 176 | BBM India scope (Unit23) | 22543433 | 730890 | N | N
Polo | BBM Gerber Technologie GmbH Dortmund | TPMC | El Panel de pared | wall panel | wall panel (L=2698 x B=755 x H=75mm) | El panel de pared (L=2698 x B=755 x H=75mm) | 6295 | 23MPB306 | Enclosure Diff. Enclosure | 1 | PCE | India |  |  | 240-G100704-BD0D |  |  |  | 2340 | S-2340-0003-B-23-6295-01204764-N | 1330 | 1130.5 | 50.9 | 407 | 116 | 176 | BBM India scope (Unit23) | 22543434 | 730890 | N | N
Polo | BBM Gerber Technologie GmbH Dortmund | TPMC | El Panel de pared | wall panel | wall panel (L=1503 x B=411 x H=75mm) | El panel de pared (L=1503 x B=411 x H=75mm) | 6295 | 23MPB306 | Enclosure Diff. Enclosure | 3 | PCE | India |  |  | 240-G100704-BD0D |  |  |  | 2340 | S-2340-0003-B-23-6295-01204764-N | 1330 | 1130.5 | 46.3 | 407 | 116 | 176 | BBM India scope (Unit23) | 22543417 | 730890 | N | N
Polo | BBM Gerber Technologie GmbH Dortmund | TPMC | El Panel de pared | wall panel | wall panel (L=1503 x B=279 x H=75mm) | El panel de pared (L=1503 x B=279 x H=75mm) | 6295 | 23MPB306 | Enclosure Diff. Enclosure | 3 | PCE | India |  |  | 240-G100704-BD0D |  |  |  | 2340 | S-2340-0003-B-23-6295-01204764-N | 1330 | 1130.5 | 31.5 | 407 | 116 | 176 | BBM India scope (Unit23) | 22543418 | 730890 | N | N
Polo | BBM Gerber Technologie GmbH Dortmund | TPMC | El Panel de pared | wall panel | wall panel (L=2698 x B=718 x H=75mm) | El panel de pared (L=2698 x B=718 x H=75mm) | 6295 | 23MPB306 | Enclosure Diff. Enclosure | 2 | PCE | India |  |  | 240-G100704-BD0D |  |  |  | 2340 | S-2340-0003-B-23-6295-01204764-N | 1330 | 1130.5 | 96.9 | 407 | 116 | 176 | BBM India scope (Unit23) | 22543419 | 730890 | N | N
Polo | BBM Gerber Technologie GmbH Dortmund | TPMC | El Panel de pared | wall panel | wall panel (L=2698 x B=741 x H=75mm) | El panel de pared (L=2698 x B=741 x H=75mm) | 6295 | 23MPB306 | Enclosure Diff. Enclosure | 1 | PCE | India |  |  | 240-G100704-BD0D |  |  |  | 2340 | S-2340-0003-B-23-6295-01204764-N | 1330 | 1130.5 | 50 | 407 | 116 | 176 | BBM India scope (Unit23) | 22543420 | 730890 | N | N
Polo | BBM Gerber Technologie GmbH Dortmund | TPMC | El Panel de pared / MURO REMOVIBLE | wall Panel/ rmovable wall panels | REMOVABLE WALL (L=3046 x B=1616 x H=75mm) | MURO REMOVIBLE (L=3046 x B=1616 x H=75mm) | 6295 | 23MPB306 | Enclosure Diff. Enclosure | 1 | PCE | India |  |  | 240-G100704-BC0D,BE0D |  |  |  | 2340 | S-2340-0004-B-23-6295-01204764-N | 2590 | 1857.3 | 123.1 | 500 | 177 | 202 | BBM India scope (Unit23) | 22543446 | 730890 | N | N
Polo | BBM Gerber Technologie GmbH Dortmund | TPMC | El Panel de pared / MURO REMOVIBLE | wall Panel/ rmovable wall panels | REMOVABLE WALL (L=2038 x B=1616 x H=75mm) | MURO REMOVIBLE (L=2038 x B=1616 x H=75mm) | 6295 | 23MPB306 | Enclosure Diff. Enclosure | 1 | PCE | India |  |  | 240-G100704-BE0D |  |  |  | 2340 | S-2340-0004-B-23-6295-01204764-N | 2590 | 1857.3 | 82.3 | 500 | 177 | 202 | BBM India scope (Unit23) | 22543447 | 730890 | N | N
Polo | BBM Gerber Technologie GmbH Dortmund | TPMC | El Panel de pared / MURO REMOVIBLE | wall Panel/ rmovable wall panels | REMOVABLE WALL (L=4054 x B=1616 x H=75mm) | MURO REMOVIBLE (L=4054 x B=1616 x H=75mm) | 6295 | 23MPB306 | Enclosure Diff. Enclosure | 1 | PCE | India |  |  | 240-G100704-BE0D |  |  |  | 2340 | S-2340-0004-B-23-6295-01204764-N | 2590 | 1857.3 | 163.8 | 500 | 177 | 202 | BBM India scope (Unit23) | 22543448 | 730890 | N | N
Polo | BBM Gerber Technologie GmbH Dortmund | TPMC | El Panel de pared / MURO REMOVIBLE | wall Panel/ rmovable wall panels | REMOVABLE WALL (L=4643 x B=1164 x H=75mm) | MURO REMOVIBLE (L=4643 x B=1164 x H=75mm) | 6295 | 23MPB306 | Enclosure Diff. Enclosure | 1 | PCE | India |  |  | 240-G100704-BE0D |  |  |  | 2340 | S-2340-0004-B-23-6295-01204764-N | 2590 | 1857.3 | 135.1 | 500 | 177 | 202 | BBM India scope (Unit23) | 22543449 | 730890 | N | N
Polo | BBM Gerber Technologie GmbH Dortmund | TPMC | El Panel de pared / MURO REMOVIBLE | wall Panel/ rmovable wall panels | wall panel (L=4000 x B=1005 x H=75mm) | El panel de pared (L=4000 x B=1005 x H=75mm) | 6295 | 23MPB306 | Enclosure Diff. Enclosure | 3 | PCE | India |  |  | 240-G100704-BG0D |  |  |  | 2340 | S-2340-0004-B-23-6295-01204764-N | 2590 | 1857.3 | 301.5 | 500 | 177 | 202 | BBM India scope (Unit23) | 22543435 | 730890 | N | N
Polo | BBM Gerber Technologie GmbH Dortmund | TPMC | El Panel de pared / MURO REMOVIBLE | wall Panel/ rmovable wall panels | wall panel (L=4000 x B=1030 x H=75mm) | El panel de pared (L=4000 x B=1030 x H=75mm) | 6295 | 23MPB306 | Enclosure Diff. Enclosure | 2 | PCE | India |  |  | 240-G100704-BG0D |  |  |  | 2340 | S-2340-0004-B-23-6295-01204764-N | 2590 | 1857.3 | 206 | 500 | 177 | 202 | BBM India scope (Unit23) | 22543436 | 730890 | N | N
Polo | BBM Gerber Technologie GmbH Dortmund | TPMC | El Panel de pared / MURO REMOVIBLE | wall Panel/ rmovable wall panels | wall panel (L=4000 x B=1005 x H=75mm) | El panel de pared (L=4000 x B=1005 x H=75mm) | 6295 | 23MPB306 | Enclosure Diff. Enclosure | 1 | PCE | India |  |  | 240-G100704-BG0D |  |  |  | 2340 | S-2340-0004-B-23-6295-01204764-N | 2590 | 1857.3 | 100.5 | 500 | 177 | 202 | BBM India scope (Unit23) | 22543437 | 730890 | N | N
Polo | BBM Gerber Technologie GmbH Dortmund | TPMC | El Panel de pared / MURO REMOVIBLE | wall Panel/ rmovable wall panels | wall panel (L=4000 x B=850 x H=75mm) | El panel de pared (L=4000 x B=850 x H=75mm) | 6295 | 23MPB306 | Enclosure Diff. Enclosure | 1 | PCE | India |  |  | 240-G100704-BG0D |  |  |  | 2340 | S-2340-0004-B-23-6295-01204764-N | 2590 | 1857.3 | 85 | 500 | 177 | 202 | BBM India scope (Unit23) | 22543438 | 730890 | N | N
Polo | BBM Gerber Technologie GmbH Dortmund | TPMC | El Panel de pared / MURO REMOVIBLE | wall Panel/ rmovable wall panels | wall panel (L=4000 x B=1030 x H=75mm) | El panel de pared (L=4000 x B=1030 x H=75mm) | 6295 | 23MPB306 | Enclosure Diff. Enclosure | 1 | PCE | India |  |  | 240-G100704-BG0D |  |  |  | 2340 | S-2340-0004-B-23-6295-01204764-N | 2590 | 1857.3 | 103 | 500 | 177 | 202 | BBM India scope (Unit23) | 22543439 | 730890 | N | N
Polo | BBM Gerber Technologie GmbH Dortmund | TPMC | El Panel de pared / MURO REMOVIBLE | wall Panel/ rmovable wall panels | wall panel (L=4000 x B=1005 x H=75mm) | El panel de pared (L=4000 x B=1005 x H=75mm) | 6295 | 23MPB306 | Enclosure Diff. Enclosure | 1 | PCE | India |  |  | 240-G100704-BG0D |  |  |  | 2340 | S-2340-0004-B-23-6295-01204764-N | 2590 | 1857.3 | 100.5 | 500 | 177 | 202 | BBM India scope (Unit23) | 22543440 | 730890 | N | N
Polo | BBM Gerber Technologie GmbH Dortmund | TPMC | El Panel de pared / MURO REMOVIBLE | wall Panel/ rmovable wall panels | wall panel (L=4000 x B=1005 x H=75mm) | El panel de pared (L=4000 x B=1005 x H=75mm) | 6295 | 23MPB306 | Enclosure Diff. Enclosure | 1 | PCE | India |  |  | 240-G100704-BG0D |  |  |  | 2340 | S-2340-0004-B-23-6295-01204764-N | 2590 | 1857.3 | 100.5 | 500 | 177 | 202 | BBM India scope (Unit23) | 22543441 | 730890 | N | N
Polo | BBM Gerber Technologie GmbH Dortmund | TPMC | El Panel de pared / MURO REMOVIBLE | wall Panel/ rmovable wall panels | wall panel (L=4000 x B=1057 x H=75mm) | El panel de pared (L=4000 x B=1057 x H=75mm) | 6295 | 23MPB306 | Enclosure Diff. Enclosure | 1 | PCE | India |  |  | 240-G100704-BG0D |  |  |  | 2340 | S-2340-0004-B-23-6295-01204764-N | 2590 | 1857.3 | 105.7 | 500 | 177 | 202 | BBM India scope (Unit23) | 22543442 | 730890 | N | N
Polo | BBM Gerber Technologie GmbH Dortmund | TPMC | El Panel de pared / MURO REMOVIBLE | wall Panel/ rmovable wall panels | wall panel (L=2939 x B=814 x H=75mm) | El panel de pared (L=2939 x B=814 x H=75mm) | 6295 | 23MPB306 | Enclosure Diff. Enclosure | 1 | PCE | India |  |  | 240-G100704-BG0D |  |  |  | 2340 | S-2340-0004-B-23-6295-01204764-N | 2590 | 1857.3 | 59.8 | 500 | 177 | 202 | BBM India scope (Unit23) | 22543443 | 730890 | N | N
Polo | BBM Gerber Technologie GmbH Dortmund | TPMC | El Panel de pared / MURO REMOVIBLE | wall Panel/ rmovable wall panels | wall panel (L=4000 x B=900 x H=75mm) | El panel de pared (L=4000 x B=900 x H=75mm) | 6295 | 23MPB306 | Enclosure Diff. Enclosure | 1 | PCE | India |  |  | 240-G100704-BG0D |  |  |  | 2340 | S-2340-0004-B-23-6295-01204764-N | 2590 | 1857.3 | 90 | 500 | 177 | 202 | BBM India scope (Unit23) | 22543444 | 730890 | N | N
Polo | BBM Gerber Technologie GmbH Dortmund | TPMC | El Panel de pared / MURO REMOVIBLE | wall Panel/ rmovable wall panels | wall panel (L=4000 x B=1005 x H=75mm) | El panel de pared (L=4000 x B=1005 x H=75mm) | 6295 | 23MPB306 | Enclosure Diff. Enclosure | 1 | PCE | India |  |  | 240-G100704-BG0D |  |  |  | 2340 | S-2340-0004-B-23-6295-01204764-N | 2590 | 1857.3 | 100.5 | 500 | 177 | 202 | BBM India scope (Unit23) | 22543445 | 730890 | N | N
Polo | BBM Gerber Technologie GmbH Dortmund | TPMC | El Panel de pared | wall panel | wall panel (L=3915 x B=1005 x H=75mm) | El panel de pared (L=3915 x B=1005 x H=75mm) | 6295 | 23MPB306 | Enclosure Diff. Enclosure | 1 | PCE | India |  |  | 240-G100704-BE0D |  |  |  | 2340 | S-2340-0005-B-23-6295-01204764-N | 1440 | 1240.2 | 98.4 | 426 | 121 | 115 | BBM India scope (Unit23) | 22543450 | 730890 | N | N
Polo | BBM Gerber Technologie GmbH Dortmund | TPMC | El Panel de pared | wall panel | wall panel (L=3915 x B=1005 x H=75mm) | El panel de pared (L=3915 x B=1005 x H=75mm) | 6295 | 23MPB306 | Enclosure Diff. Enclosure | 1 | PCE | India |  |  | 240-G100704-BE0D |  |  |  | 2340 | S-2340-0005-B-23-6295-01204764-N | 1440 | 1240.2 | 98.4 | 426 | 121 | 115 | BBM India scope (Unit23) | 22543451 | 730890 | N | N
Polo | BBM Gerber Technologie GmbH Dortmund | TPMC | El Panel de pared | wall panel | wall panel (L=3915 x B=850 x H=75mm) | El panel de pared (L=3915 x B=850 x H=75mm) | 6295 | 23MPB306 | Enclosure Diff. Enclosure | 1 | PCE | India |  |  | 240-G100704-BE0D |  |  |  | 2340 | S-2340-0005-B-23-6295-01204764-N | 1440 | 1240.2 | 83.2 | 426 | 121 | 115 | BBM India scope (Unit23) | 22543452 | 730890 | N | N
Polo | BBM Gerber Technologie GmbH Dortmund | TPMC | El Panel de pared | wall panel | wall panel (L=1810 x B=1005 x H=75mm) | El panel de pared (L=1810 x B=1005 x H=75mm) | 6295 | 23MPB306 | Enclosure Diff. Enclosure | 1 | PCE | India |  |  | 240-G100704-BE0D |  |  |  | 2340 | S-2340-0005-B-23-6295-01204764-N | 1440 | 1240.2 | 45.5 | 426 | 121 | 115 | BBM India scope (Unit23) | 22543453 | 730890 | N | N
Polo | BBM Gerber Technologie GmbH Dortmund | TPMC | El Panel de pared | wall panel | wall panel (L=1324 x B=232 x H=75mm) | El panel de pared (L=1324 x B=232 x H=75mm) | 6295 | 23MPB306 | Enclosure Diff. Enclosure | 1 | PCE | India |  |  | 240-G100704-BE0D |  |  |  | 2340 | S-2340-0005-B-23-6295-01204764-N | 1440 | 1240.2 | 7.7 | 426 | 121 | 115 | BBM India scope (Unit23) | 22543454 | 730890 | N | N
Polo | BBM Gerber Technologie GmbH Dortmund | TPMC | El Panel de pared | wall panel | wall panel (L=3915 x B=1005 x H=75mm) | El panel de pared (L=3915 x B=1005 x H=75mm) | 6295 | 23MPB306 | Enclosure Diff. Enclosure | 1 | PCE | India |  |  | 240-G100704-BE0D |  |  |  | 2340 | S-2340-0005-B-23-6295-01204764-N | 1440 | 1240.2 | 98.4 | 426 | 121 | 115 | BBM India scope (Unit23) | 22543455 | 730890 | N | N
Polo | BBM Gerber Technologie GmbH Dortmund | TPMC | El Panel de pared | wall panel | wall panel (L=3915 x B=1005 x H=75mm) | El panel de pared (L=3915 x B=1005 x H=75mm) | 6295 | 23MPB306 | Enclosure Diff. Enclosure | 5 | PCE | India |  |  | 240-G100704-BE0D |  |  |  | 2340 | S-2340-0005-B-23-6295-01204764-N | 1440 | 1240.2 | 491.8 | 426 | 121 | 115 | BBM India scope (Unit23) | 22543456 | 730890 | N | N
Polo | BBM Gerber Technologie GmbH Dortmund | TPMC | El Panel de pared | wall panel | wall panel (L=3915 x B=1057 x H=75mm) | El panel de pared (L=3915 x B=1057 x H=75mm) | 6295 | 23MPB306 | Enclosure Diff. Enclosure | 1 | PCE | India |  |  | 240-G100704-BE0D |  |  |  | 2340 | S-2340-0005-B-23-6295-01204764-N | 1440 | 1240.2 | 103.5 | 426 | 121 | 115 | BBM India scope (Unit23) | 22543457 | 730890 | N | N
Polo | BBM Gerber Technologie GmbH Dortmund | TPMC | El Panel de pared | wall panel | wall panel (L=878 x B=819 x H=75mm) | El panel de pared (L=878 x B=819 x H=75mm) | 6295 | 23MPB306 | Enclosure Diff. Enclosure | 1 | PCE | India |  |  | 240-G100704-BE0D |  |  |  | 2340 | S-2340-0005-B-23-6295-01204764-N | 1440 | 1240.2 | 18 | 426 | 121 | 115 | BBM India scope (Unit23) | 22543458 | 730890 | N | N
Polo | BBM Gerber Technologie GmbH Dortmund | TPMC | El Panel de pared | wall panel | wall panel (L=1515 x B=233 x H=75mm) | El panel de pared (L=1515 x B=233 x H=75mm) | 6295 | 23MPB306 | Enclosure Diff. Enclosure | 1 | PCE | India |  |  | 240-G100704-BE0D |  |  |  | 2340 | S-2340-0005-B-23-6295-01204764-N | 1440 | 1240.2 | 8.8 | 426 | 121 | 115 | BBM India scope (Unit23) | 22543459 | 730890 | N | N
Polo | BBM Gerber Technologie GmbH Dortmund | TPMC | El Panel de pared | wall panel | wall panel (L=3915 x B=1005 x H=75mm) | El panel de pared (L=3915 x B=1005 x H=75mm) | 6295 | 23MPB306 | Enclosure Diff. Enclosure | 1 | PCE | India |  |  | 240-G100704-BE0D |  |  |  | 2340 | S-2340-0005-B-23-6295-01204764-N | 1440 | 1240.2 | 98.4 | 426 | 121 | 115 | BBM India scope (Unit23) | 22543460 | 730890 | N | N
Polo | BBM Gerber Technologie GmbH Dortmund | TPMC | El Panel de pared | wall panel | wall panel (L=3915 x B=900 x H=75mm) | El panel de pared (L=3915 x B=900 x H=75mm) | 6295 | 23MPB306 | Enclosure Diff. Enclosure | 1 | PCE | India |  |  | 240-G100704-BE0D |  |  |  | 2340 | S-2340-0005-B-23-6295-01204764-N | 1440 | 1240.2 | 88.1 | 426 | 121 | 115 | BBM India scope (Unit23) | 22543461 | 730890 | N | N
Polo | BBM Gerber Technologie GmbH Dortmund | TPMC | El Panel de pared, Tapa de alcantarilla, Aleta de la escalera | wall Panel, manhole cover, ladder flap | LADDER FLAP - FLP1 | Puerta del techo | 6295 | 23MPB306 | Enclosure Diff. Enclosure | 1 | PCE | India |  |  | 240-G100704-BA0D, BB0D |  |  |  | 2340 | S-2340-0006-B-23-6295-01204764-N | 906 | 613.5 | 12 | 318 | 118 | 193 | BBM India scope (Unit23) | 22543472 | 730890 | N | N
Polo | BBM Gerber Technologie GmbH Dortmund | TPMC | El Panel de pared, Tapa de alcantarilla, Aleta de la escalera | wall Panel, manhole cover, ladder flap | MANHOLE COVER | Puerta delorificio de inspeccion | 6295 | 23MPB306 | Enclosure Diff. Enclosure | 3 | PCE | India |  |  | 240-G100704-BA0D,BB0D |  |  |  | 2340 | S-2340-0006-B-23-6295-01204764-N | 906 | 613.5 | 93 | 318 | 118 | 193 | BBM India scope (Unit23) | 22543470 | 730890 | N | N
Polo | BBM Gerber Technologie GmbH Dortmund | TPMC | El Panel de pared, Tapa de alcantarilla, Aleta de la escalera | wall Panel, manhole cover, ladder flap | MANHOLE COVER | Puerta delorificio de inspeccion | 6295 | 23MPB306 | Enclosure Diff. Enclosure | 3 | PCE | India |  |  | 240-G100704-BA0D,BB0D |  |  |  | 2340 | S-2340-0006-B-23-6295-01204764-N | 906 | 613.5 | 87 | 318 | 118 | 193 | BBM India scope (Unit23) | 22543471 | 730890 | N | N
Polo | BBM Gerber Technologie GmbH Dortmund | TPMC | El Panel de pared, Tapa de alcantarilla, Aleta de la escalera | wall Panel, manhole cover, ladder flap | wall panel (L=2830 x B=1030 x H=75mm) | El panel de pared (L=2830 x B=1030 x H=75mm) | 6295 | 23MPB306 | Enclosure Diff. Enclosure | 1 | PCE | India |  |  | 240-G100704-BD0D |  |  |  | 2340 | S-2340-0006-B-23-6295-01204764-N | 906 | 613.5 | 72.9 | 318 | 118 | 193 | BBM India scope (Unit23) | 22543462 | 730890 | N | N
Polo | BBM Gerber Technologie GmbH Dortmund | TPMC | El Panel de pared, Tapa de alcantarilla, Aleta de la escalera | wall Panel, manhole cover, ladder flap | wall panel (L=2381 x B=1030 x H=75mm) | El panel de pared (L=2381 x B=1030 x H=75mm) | 6295 | 23MPB306 | Enclosure Diff. Enclosure | 1 | PCE | India |  |  | 240-G100704-BD0D |  |  |  | 2340 | S-2340-0006-B-23-6295-01204764-N | 906 | 613.5 | 61.3 | 318 | 118 | 193 | BBM India scope (Unit23) | 22543463 | 730890 | N | N
Polo | BBM Gerber Technologie GmbH Dortmund | TPMC | El Panel de pared, Tapa de alcantarilla, Aleta de la escalera | wall Panel, manhole cover, ladder flap | wall panel (L=1932 x B=1030 x H=75mm) | El panel de pared (L=1932 x B=1030 x H=75mm) | 6295 | 23MPB306 | Enclosure Diff. Enclosure | 1 | PCE | India |  |  | 240-G100704-BD0D |  |  |  | 2340 | S-2340-0006-B-23-6295-01204764-N | 906 | 613.5 | 49.7 | 318 | 118 | 193 | BBM India scope (Unit23) | 22543464 | 730890 | N | N
Polo | BBM Gerber Technologie GmbH Dortmund | TPMC | El Panel de pared, Tapa de alcantarilla, Aleta de la escalera | wall Panel, manhole cover, ladder flap | wall panel (L=1483 x B=727 x H=75mm) | El panel de pared (L=1483 x B=727 x H=75mm) | 6295 | 23MPB306 | Enclosure Diff. Enclosure | 1 | PCE | India |  |  | 240-G100704-BD0D |  |  |  | 2340 | S-2340-0006-B-23-6295-01204764-N | 906 | 613.5 | 26.9 | 318 | 118 | 193 | BBM India scope (Unit23) | 22543465 | 730890 | N | N
Polo | BBM Gerber Technologie GmbH Dortmund | TPMC | El Panel de pared, Tapa de alcantarilla, Aleta de la escalera | wall Panel, manhole cover, ladder flap | wall panel (L=1494 x B=752 x H=75mm) | El panel de pared (L=1494 x B=752 x H=75mm) | 6295 | 23MPB306 | Enclosure Diff. Enclosure | 1 | PCE | India |  |  | 240-G100704-BD0D |  |  |  | 2340 | S-2340-0006-B-23-6295-01204764-N | 906 | 613.5 | 28.1 | 318 | 118 | 193 | BBM India scope (Unit23) | 22543466 | 730890 | N | N
Polo | BBM Gerber Technologie GmbH Dortmund | TPMC | El Panel de pared, Tapa de alcantarilla, Aleta de la escalera | wall Panel, manhole cover, ladder flap | wall panel (L=1942 x B=1030 x H=75mm) | El panel de pared (L=1942 x B=1030 x H=75mm) | 6295 | 23MPB306 | Enclosure Diff. Enclosure | 1 | PCE | India |  |  | 240-G100704-BD0D |  |  |  | 2340 | S-2340-0006-B-23-6295-01204764-N | 906 | 613.5 | 50 | 318 | 118 | 193 | BBM India scope (Unit23) | 22543467 | 730890 | N | N
Polo | BBM Gerber Technologie GmbH Dortmund | TPMC | El Panel de pared, Tapa de alcantarilla, Aleta de la escalera | wall Panel, manhole cover, ladder flap | wall panel (L=2390 x B=1030 x H=75mm) | El panel de pared (L=2390 x B=1030 x H=75mm) | 6295 | 23MPB306 | Enclosure Diff. Enclosure | 1 | PCE | India |  |  | 240-G100704-BD0D |  |  |  | 2340 | S-2340-0006-B-23-6295-01204764-N | 906 | 613.5 | 61.5 | 318 | 118 | 193 | BBM India scope (Unit23) | 22543468 | 730890 | N | N
Polo | BBM Gerber Technologie GmbH Dortmund | TPMC | El Panel de pared, Tapa de alcantarilla, Aleta de la escalera | wall Panel, manhole cover, ladder flap | wall panel (L=2828 x B=1005 x H=75mm) | El panel de pared (L=2828 x B=1005 x H=75mm) | 6295 | 23MPB306 | Enclosure Diff. Enclosure | 1 | PCE | India |  |  | 240-G100704-BD0D |  |  |  | 2340 | S-2340-0006-B-23-6295-01204764-N | 906 | 613.5 | 71.1 | 318 | 118 | 193 | BBM India scope (Unit23) | 22543469 | 730890 | N | N
Polo | BBM Gerber Technologie GmbH Dortmund | TPMC | El panel de pared | wall panel | wall panel (L=3705 x B=947 x H=75mm) | El panel de pared (L=3705 x B=947 x H=75mm) | 6295 | 23MPB306 | Enclosure Diff. Enclosure | 1 | PCE | India |  |  | 240-G100704-BE0D |  |  |  | 2340 | S-2340-0007-B-23-6295-01204764-N | 1190 | 815 | 87.7 | 438 | 117 | 173 | BBM India scope (Unit23) | 22543486 | 730890 | N | N
Polo | BBM Gerber Technologie GmbH Dortmund | TPMC | El panel de pared | wall panel | wall panel (L=3705 x B=658 x H=347mm) | El panel de pared (L=3705 x B=658 x H=347mm) | 6295 | 23MPB306 | Enclosure Diff. Enclosure | 1 | PCE | India |  |  | 240-G100704-BE0D |  |  |  | 2340 | S-2340-0007-B-23-6295-01204764-N | 1190 | 815 | 60.9 | 438 | 117 | 173 | BBM India scope (Unit23) | 22543487 | 730890 | N | N
Polo | BBM Gerber Technologie GmbH Dortmund | TPMC | El panel de pared | wall panel | wall panel (L=1885 x B=1040 x H=75mm) | El panel de pared (L=1885 x B=1040 x H=75mm) | 6295 | 23MPB306 | Enclosure Diff. Enclosure | 1 | PCE | India |  |  | 240-G100704-BC0D |  |  |  | 2340 | S-2340-0007-B-23-6295-01204764-N | 1190 | 815 | 49 | 438 | 117 | 173 | BBM India scope (Unit23) | 22543473 | 730890 | N | N
Polo | BBM Gerber Technologie GmbH Dortmund | TPMC | El panel de pared | wall panel | wall panel (L=1885 x B=981 x H=75mm) | El panel de pared (L=1885 x B=981 x H=75mm) | 6295 | 23MPB306 | Enclosure Diff. Enclosure | 1 | PCE | India |  |  | 240-G100704-BC0D |  |  |  | 2340 | S-2340-0007-B-23-6295-01204764-N | 1190 | 815 | 46.2 | 438 | 117 | 173 | BBM India scope (Unit23) | 22543474 | 730890 | N | N
Polo | BBM Gerber Technologie GmbH Dortmund | TPMC | El panel de pared | wall panel | wall panel (L=1885 x B=350 x H=75mm) | El panel de pared (L=1885 x B=350 x H=75mm) | 6295 | 23MPB306 | Enclosure Diff. Enclosure | 1 | PCE | India |  |  | 240-G100704-BC0D |  |  |  | 2340 | S-2340-0007-B-23-6295-01204764-N | 1190 | 815 | 16.5 | 438 | 117 | 173 | BBM India scope (Unit23) | 22543475 | 730890 | N | N
Polo | BBM Gerber Technologie GmbH Dortmund | TPMC | El panel de pared | wall panel | wall panel (L=1885 x B=1005 x H=75mm) | El panel de pared (L=1885 x B=1005 x H=75mm) | 6295 | 23MPB306 | Enclosure Diff. Enclosure | 1 | PCE | India |  |  | 240-G100704-BC0D |  |  |  | 2340 | S-2340-0007-B-23-6295-01204764-N | 1190 | 815 | 47.4 | 438 | 117 | 173 | BBM India scope (Unit23) | 22543476 | 730890 | N | N
Polo | BBM Gerber Technologie GmbH Dortmund | TPMC | El panel de pared | wall panel | wall panel (L=2207 x B=372 x H=75mm) | El panel de pared (L=2207 x B=372 x H=75mm) | 6295 | 23MPB306 | Enclosure Diff. Enclosure | 2 | PCE | India |  |  | 240-G100704-BC0D |  |  |  | 2340 | S-2340-0007-B-23-6295-01204764-N | 1190 | 815 | 41.1 | 438 | 117 | 173 | BBM India scope (Unit23) | 22543477 | 730890 | N | N
Polo | BBM Gerber Technologie GmbH Dortmund | TPMC | El panel de pared | wall panel | wall panel (L=4027 x B=1005 x H=75mm) | El panel de pared (L=4027 x B=1005 x H=75mm) | 6295 | 23MPB306 | Enclosure Diff. Enclosure | 1 | PCE | India |  |  | 240-G100704-BC0D |  |  |  | 2340 | S-2340-0007-B-23-6295-01204764-N | 1190 | 815 | 101.2 | 438 | 117 | 173 | BBM India scope (Unit23) | 22543478 | 730890 | N | N
Polo | BBM Gerber Technologie GmbH Dortmund | TPMC | El panel de pared | wall panel | wall panel (L=3705 x B=809 x H=75mm) | El panel de pared (L=3705 x B=809 x H=75mm) | 6295 | 23MPB306 | Enclosure Diff. Enclosure | 1 | PCE | India |  |  | 240-G100704-BC0D |  |  |  | 2340 | S-2340-0007-B-23-6295-01204764-N | 1190 | 815 | 74.9 | 438 | 117 | 173 | BBM India scope (Unit23) | 22543479 | 730890 | N | N
Polo | BBM Gerber Technologie GmbH Dortmund | TPMC | El panel de pared | wall panel | wall panel (L=3705 x B=482 x H=543mm) | El panel de pared (L=3705 x B=482 x H=543mm) | 6295 | 23MPB306 | Enclosure Diff. Enclosure | 1 | PCE | India |  |  | 240-G100704-BC0D |  |  |  | 2340 | S-2340-0007-B-23-6295-01204764-N | 1190 | 815 | 44.6 | 438 | 117 | 173 | BBM India scope (Unit23) | 22543480 | 730890 | N | N
Polo | BBM Gerber Technologie GmbH Dortmund | TPMC | El panel de pared | wall panel | wall panel (L=1853 x B=764 x H=75mm) | El panel de pared (L=1853 x B=764 x H=75mm) | 6295 | 23MPB306 | Enclosure Diff. Enclosure | 1 | PCE | India |  |  | 240-G100704-BE0D |  |  |  | 2340 | S-2340-0007-B-23-6295-01204764-N | 1190 | 815 | 35.4 | 438 | 117 | 173 | BBM India scope (Unit23) | 22543481 | 730890 | N | N
Polo | BBM Gerber Technologie GmbH Dortmund | TPMC | El panel de pared | wall panel | wall panel (L=1853 x B=800 x H=75mm) | El panel de pared (L=1853 x B=800 x H=75mm) | 6295 | 23MPB306 | Enclosure Diff. Enclosure | 1 | PCE | India |  |  | 240-G100704-BE0D |  |  |  | 2340 | S-2340-0007-B-23-6295-01204764-N | 1190 | 815 | 37.1 | 438 | 117 | 173 | BBM India scope (Unit23) | 22543482 | 730890 | N | N
Polo | BBM Gerber Technologie GmbH Dortmund | TPMC | El panel de pared | wall panel | wall panel (L=1853 x B=527 x H=75mm) | El panel de pared (L=1853 x B=527 x H=75mm) | 6295 | 23MPB306 | Enclosure Diff. Enclosure | 1 | PCE | India |  |  | 240-G100704-BE0D |  |  |  | 2340 | S-2340-0007-B-23-6295-01204764-N | 1190 | 815 | 24.4 | 438 | 117 | 173 | BBM India scope (Unit23) | 22543483 | 730890 | N | N
Polo | BBM Gerber Technologie GmbH Dortmund | TPMC | El panel de pared | wall panel | wall panel (L=2207 x B=1005 x H=75mm) | El panel de pared (L=2207 x B=1005 x H=75mm) | 6295 | 23MPB306 | Enclosure Diff. Enclosure | 1 | PCE | India |  |  | 240-G100704-BE0D |  |  |  | 2340 | S-2340-0007-B-23-6295-01204764-N | 1190 | 815 | 55.5 | 438 | 117 | 173 | BBM India scope (Unit23) | 22543484 | 730890 | N | N
Polo | BBM Gerber Technologie GmbH Dortmund | TPMC | El panel de pared | wall panel | wall panel (L=3705 x B=1005 x H=75mm) | El panel de pared (L=3705 x B=1005 x H=75mm) | 6295 | 23MPB306 | Enclosure Diff. Enclosure | 1 | PCE | India |  |  | 240-G100704-BE0D |  |  |  | 2340 | S-2340-0007-B-23-6295-01204764-N | 1190 | 815 | 93.1 | 438 | 117 | 173 | BBM India scope (Unit23) | 22543485 | 730890 | N | N
Polo | BBM Gerber Technologie GmbH Dortmund | TPMC | El panel de pared | wall panel | wall panel (L=3040 x B=650 x H=75mm) | El panel de pared (L=3040 x B=650 x H=75mm) | 6295 | 23MPB306 | Enclosure Diff. Enclosure | 1 | PCE | India |  |  | 240-G100704-BD0D |  |  |  | 2340 | S-2340-0008-B-23-6295-01204764-N | 1082 | 637.6 | 49 | 338 | 119 | 215 | BBM India scope (Unit23) | 22543501 | 730890 | N | N
Polo | BBM Gerber Technologie GmbH Dortmund | TPMC | El panel de pared | wall panel | wall panel (L=2195 x B=618 x H=75mm) | El panel de pared (L=2195 x B=618 x H=75mm) | 6295 | 23MPB306 | Enclosure Diff. Enclosure | 1 | PCE | India |  |  | 240-G100704-BD0D |  |  |  | 2340 | S-2340-0008-B-23-6295-01204764-N | 1082 | 637.6 | 33.9 | 338 | 119 | 215 | BBM India scope (Unit23) | 22543488 | 730890 | N | N
Polo | BBM Gerber Technologie GmbH Dortmund | TPMC | El panel de pared | wall panel | wall panel (L=2195 x B=645 x H=75mm) | El panel de pared (L=2195 x B=645 x H=75mm) | 6295 | 23MPB306 | Enclosure Diff. Enclosure | 1 | PCE | India |  |  | 240-G100704-BD0D |  |  |  | 2340 | S-2340-0008-B-23-6295-01204764-N | 1082 | 637.6 | 35.4 | 338 | 119 | 215 | BBM India scope (Unit23) | 22543489 | 730890 | N | N
Polo | BBM Gerber Technologie GmbH Dortmund | TPMC | El panel de pared | wall panel | wall panel (L=2195 x B=357 x H=75mm) | El panel de pared (L=2195 x B=357 x H=75mm) | 6295 | 23MPB306 | Enclosure Diff. Enclosure | 1 | PCE | India |  |  | 240-G100704-BD0D |  |  |  | 2340 | S-2340-0008-B-23-6295-01204764-N | 1082 | 637.6 | 19.6 | 338 | 119 | 215 | BBM India scope (Unit23) | 22543490 | 730890 | N | N
Polo | BBM Gerber Technologie GmbH Dortmund | TPMC | El panel de pared | wall panel | wall panel (L=2393 x B=1015 x H=75mm) | El panel de pared (L=2393 x B=1015 x H=75mm) | 6295 | 23MPB306 | Enclosure Diff. Enclosure | 1 | PCE | India |  |  | 240-G100704-BD0D |  |  |  | 2340 | S-2340-0008-B-23-6295-01204764-N | 1082 | 637.6 | 60.7 | 338 | 119 | 215 | BBM India scope (Unit23) | 22543491 | 730890 | N | N
Polo | BBM Gerber Technologie GmbH Dortmund | TPMC | El panel de pared | wall panel | wall panel (L=2393 x B=1030 x H=75mm) | El panel de pared (L=2393 x B=1030 x H=75mm) | 6295 | 23MPB306 | Enclosure Diff. Enclosure | 1 | PCE | India |  |  | 240-G100704-BD0D |  |  |  | 2340 | S-2340-0008-B-23-6295-01204764-N | 1082 | 637.6 | 61.6 | 338 | 119 | 215 | BBM India scope (Unit23) | 22543492 | 730890 | N | N
Polo | BBM Gerber Technologie GmbH Dortmund | TPMC | El panel de pared | wall panel | wall panel (L=2393 x B=520 x H=504mm) | El panel de pared (L=2393 x B=520 x H=504mm) | 6295 | 23MPB306 | Enclosure Diff. Enclosure | 1 | PCE | India |  |  | 240-G100704-BD0D |  |  |  | 2340 | S-2340-0008-B-23-6295-01204764-N | 1082 | 637.6 | 58 | 338 | 119 | 215 | BBM India scope (Unit23) | 22543493 | 730890 | N | N
Polo | BBM Gerber Technologie GmbH Dortmund | TPMC | El panel de pared | wall panel | wall panel (L=2393 x B=1030 x H=75mm) | El panel de pared (L=2393 x B=1030 x H=75mm) | 6295 | 23MPB306 | Enclosure Diff. Enclosure | 1 | PCE | India |  |  | 240-G100704-BD0D |  |  |  | 2340 | S-2340-0008-B-23-6295-01204764-N | 1082 | 637.6 | 61.6 | 338 | 119 | 215 | BBM India scope (Unit23) | 22543494 | 730890 | N | N
Polo | BBM Gerber Technologie GmbH Dortmund | TPMC | El panel de pared | wall panel | wall panel (L=2393 x B=1030 x H=75mm) | El panel de pared (L=2393 x B=1030 x H=75mm) | 6295 | 23MPB306 | Enclosure Diff. Enclosure | 1 | PCE | India |  |  | 240-G100704-BD0D |  |  |  | 2340 | S-2340-0008-B-23-6295-01204764-N | 1082 | 637.6 | 61.6 | 338 | 119 | 215 | BBM India scope (Unit23) | 22543495 | 730890 | N | N
Polo | BBM Gerber Technologie GmbH Dortmund | TPMC | El panel de pared | wall panel | wall panel (L=2393 x B=677 x H=248mm) | El panel de pared (L=2393 x B=677 x H=248mm) | 6295 | 23MPB306 | Enclosure Diff. Enclosure | 1 | PCE | India |  |  | 240-G100704-BD0D |  |  |  | 2340 | S-2340-0008-B-23-6295-01204764-N | 1082 | 637.6 | 38.7 | 338 | 119 | 215 | BBM India scope (Unit23) | 22543496 | 730890 | N | N
Polo | BBM Gerber Technologie GmbH Dortmund | TPMC | El panel de pared | wall panel | wall panel (L=2393 x B=922 x H=75mm) | El panel de pared (L=2393 x B=922 x H=75mm) | 6295 | 23MPB306 | Enclosure Diff. Enclosure | 1 | PCE | India |  |  | 240-G100704-BD0D |  |  |  | 2340 | S-2340-0008-B-23-6295-01204764-N | 1082 | 637.6 | 61.6 | 338 | 119 | 215 | BBM India scope (Unit23) | 22543497 | 730890 | N | N
Polo | BBM Gerber Technologie GmbH Dortmund | TPMC | El panel de pared | wall panel | wall panel (L=2393 x B=444 x H=75mm) | El panel de pared (L=2393 x B=444 x H=75mm) | 6295 | 23MPB306 | Enclosure Diff. Enclosure | 1 | PCE | India |  |  | 240-G100704-BD0D |  |  |  | 2340 | S-2340-0008-B-23-6295-01204764-N | 1082 | 637.6 | 26.6 | 338 | 119 | 215 | BBM India scope (Unit23) | 22543498 | 730890 | N | N
Polo | BBM Gerber Technologie GmbH Dortmund | TPMC | El panel de pared | wall panel | wall panel (L=2195 x B=645 x H=75mm) | El panel de pared (L=2195 x B=645 x H=75mm) | 6295 | 23MPB306 | Enclosure Diff. Enclosure | 1 | PCE | India |  |  | 240-G100704-BD0D |  |  |  | 2340 | S-2340-0008-B-23-6295-01204764-N | 1082 | 637.6 | 35.4 | 338 | 119 | 215 | BBM India scope (Unit23) | 22543499 | 730890 | N | N
Polo | BBM Gerber Technologie GmbH Dortmund | TPMC | El panel de pared | wall panel | wall panel (L=2195 x B=618 x H=75mm) | El panel de pared (L=2195 x B=618 x H=75mm) | 6295 | 23MPB306 | Enclosure Diff. Enclosure | 1 | PCE | India |  |  | 240-G100704-BD0D |  |  |  | 2340 | S-2340-0008-B-23-6295-01204764-N | 1082 | 637.6 | 33.9 | 338 | 119 | 215 | BBM India scope (Unit23) | 22543500 | 730890 | N | N
Polo | BBM Gerber Technologie GmbH Dortmund | TPMC | El Panel, PANEL DE LA PUERTA CORREDZIA | wall Panel, sliding door | SUPPORT BRACKET 100x100x150 | SOPORTE DE SOPORTE 100x100x150 | 6295 | 23MPB306 | Enclosure Diff. Enclosure | 2 | PCE | India |  |  | 240-G100704-BM0D |  |  |  | 2340 | S-2340-0009-B-23-6295-01204764-N | 975 | 650.8 | 4 | 260 | 140 | 240 | BBM India scope (Unit23) | 22543513 | 730890 | N | N
Polo | BBM Gerber Technologie GmbH Dortmund | TPMC | El Panel, PANEL DE LA PUERTA CORREDZIA | wall Panel, sliding door | DOOR PANEL (L=2148 x B=1176 x H=103mm) | PANEL DE LA PUERTA (L=2148 x B=1176 x H=103mm) | 6295 | 23MPB306 | Enclosure Diff. Enclosure | 1 | PCE | India |  |  | 240-G100704-BA0D |  |  |  | 2340 | S-2340-0009-B-23-6295-01204764-N | 975 | 650.8 | 88.4 | 260 | 140 | 240 | BBM India scope (Unit23) | 22543502 | 730890 | N | N
Polo | BBM Gerber Technologie GmbH Dortmund | TPMC | El Panel, PANEL DE LA PUERTA CORREDZIA | wall Panel, sliding door | DOOR PANEL (L=2148 x B=1176 x H=103mm) | PANEL DE LA PUERTA (L=2148 x B=1176 x H=103mm) | 6295 | 23MPB306 | Enclosure Diff. Enclosure | 1 | PCE | India |  |  | 240-G100704-BA0D |  |  |  | 2340 | S-2340-0009-B-23-6295-01204764-N | 975 | 650.8 | 88.4 | 260 | 140 | 240 | BBM India scope (Unit23) | 22543503 | 730890 | N | N
Polo | BBM Gerber Technologie GmbH Dortmund | TPMC | El Panel, PANEL DE LA PUERTA CORREDZIA | wall Panel, sliding door | DOOR PANEL (L=2148 x B=1176 x H=103mm) | PANEL DE LA PUERTA (L=2148 x B=1176 x H=103mm) | 6295 | 23MPB306 | Enclosure Diff. Enclosure | 1 | PCE | India |  |  | 240-G100704-BA0D |  |  |  | 2340 | S-2340-0009-B-23-6295-01204764-N | 975 | 650.8 | 88.4 | 260 | 140 | 240 | BBM India scope (Unit23) | 22543504 | 730890 | N | N
Polo | BBM Gerber Technologie GmbH Dortmund | TPMC | El Panel, PANEL DE LA PUERTA CORREDZIA | wall Panel, sliding door | DOOR PANEL (L=2148 x B=1173 x H=103mm) | PANEL DE LA PUERTA (L=2148 x B=1173 x H=103mm) | 6295 | 23MPB306 | Enclosure Diff. Enclosure | 1 | PCE | India |  |  | 240-G100704-BA0D |  |  |  | 2340 | S-2340-0009-B-23-6295-01204764-N | 975 | 650.8 | 88.2 | 260 | 140 | 240 | BBM India scope (Unit23) | 22543505 | 730890 | N | N
Polo | BBM Gerber Technologie GmbH Dortmund | TPMC | El Panel, PANEL DE LA PUERTA CORREDZIA | wall Panel, sliding door | DOOR PANEL (L=2238 x B=1081 x H=103mm) | PANEL DE LA PUERTA (L=2238 x B=1081 x H=103mm) | 6295 | 23MPB306 | Enclosure Diff. Enclosure | 1 | PCE | India |  |  | 240-G100704-BA0D |  |  |  | 2340 | S-2340-0009-B-23-6295-01204764-N | 975 | 650.8 | 84.7 | 260 | 140 | 240 | BBM India scope (Unit23) | 22543506 | 730890 | N | N
Polo | BBM Gerber Technologie GmbH Dortmund | TPMC | El Panel, PANEL DE LA PUERTA CORREDZIA | wall Panel, sliding door | DOOR PANEL (L=2238 x B=1081 x H=103mm) | PANEL DE LA PUERTA (L=2238 x B=1081 x H=103mm) | 6295 | 23MPB306 | Enclosure Diff. Enclosure | 1 | PCE | India |  |  | 240-G100704-BA0D |  |  |  | 2340 | S-2340-0009-B-23-6295-01204764-N | 975 | 650.8 | 84.7 | 260 | 140 | 240 | BBM India scope (Unit23) | 22543507 | 730890 | N | N
Polo | BBM Gerber Technologie GmbH Dortmund | TPMC | El Panel, PANEL DE LA PUERTA CORREDZIA | wall Panel, sliding door | GUIDE RAIL1 55x100x983 | CARRIL DE GUÍA1 55x100x983 | 6295 | 23MPB306 | Enclosure Diff. Enclosure | 1 | PCE | India |  |  | 240-G100704-BM0D |  |  |  | 2340 | S-2340-0009-B-23-6295-01204764-N | 975 | 650.8 | 4 | 260 | 140 | 240 | BBM India scope (Unit23) | 22543510 | 730890 | N | N
Polo | BBM Gerber Technologie GmbH Dortmund | TPMC | El Panel, PANEL DE LA PUERTA CORREDZIA | wall Panel, sliding door | GUIDE RAIL 2 50x125x863 | CARRIL DE GUÍA 2 50x125x863 | 6295 | 23MPB306 | Enclosure Diff. Enclosure | 1 | PCE | India |  |  | 240-G100704-BM0D |  |  |  | 2340 | S-2340-0009-B-23-6295-01204764-N | 975 | 650.8 | 4 | 260 | 140 | 240 | BBM India scope (Unit23) | 22543511 | 730890 | N | N
Polo | BBM Gerber Technologie GmbH Dortmund | TPMC | El Panel, PANEL DE LA PUERTA CORREDZIA | wall Panel, sliding door | GUIDE RAIL 3 190x60x2030 | CARRIL DE GUÍA 3 190x60x2030 | 6295 | 23MPB306 | Enclosure Diff. Enclosure | 1 | PCE | India |  |  | 240-G100704-BM0D |  |  |  | 2340 | S-2340-0009-B-23-6295-01204764-N | 975 | 650.8 | 9 | 260 | 140 | 240 | BBM India scope (Unit23) | 22543512 | 730890 | N | N
Polo | BBM Gerber Technologie GmbH Dortmund | TPMC | El Panel, PANEL DE LA PUERTA CORREDZIA | wall Panel, sliding door | MANHOLE COVER | Puerta delorificio de inspeccion | 6295 | 23MPB306 | Enclosure Diff. Enclosure | 1 | PCE | India |  |  | 240-G100704-BE0D |  |  |  | 2340 | S-2340-0009-B-23-6295-01204764-N | 975 | 650.8 | 22 | 260 | 140 | 240 | BBM India scope (Unit23) | 22543514 | 730890 | N | N
Polo | BBM Gerber Technologie GmbH Dortmund | TPMC | El Panel, PANEL DE LA PUERTA CORREDZIA | wall Panel, sliding door | SLIDING DOOR FRAME PL.4x1005x2403x364 | PUERTA CORREDERA PL.4x1005x2403x364 | 6295 | 23MPB306 | Enclosure Diff. Enclosure | 1 | PCE | India |  |  | 240-G100704-BM0D |  |  |  | 2340 | S-2340-0009-B-23-6295-01204764-N | 975 | 650.8 | 35 | 260 | 140 | 240 | BBM India scope (Unit23) | 22543509 | 730890 | N | N
Polo | BBM Gerber Technologie GmbH Dortmund | TPMC | El Panel, PANEL DE LA PUERTA CORREDZIA | wall Panel, sliding door | SLIDING DOOR PANEL 50x905x2100 | PANEL DE LA PUERTA CORREDZIA 50x905x2100 | 6295 | 23MPB306 | Enclosure Diff. Enclosure | 1 | PCE | India |  |  | 240-G100704-BM0D |  |  |  | 2340 | S-2340-0009-B-23-6295-01204764-N | 975 | 650.8 | 50 | 260 | 140 | 240 | BBM India scope (Unit23) | 22543508 | 730890 | N | N
Polo | BBM Gerber Technologie GmbH Dortmund | TPMC | PANEL DEL TECHO | roof panel | ROOF PANEL (L=3725 x B=1005 x H=75mm) | PANEL DEL TECHO (L=3725 x B=1005 x H=75mm) | 6295 | 23MPB306 | Enclosure Diff. Enclosure | 14 | PCE | India |  |  | 240-G100704-BF0D |  |  |  | 2340 | S-2340-0010-B-23-6295-01204764-N | 2086 | 1771 | 1572.3 | 408 | 116 | 177 | BBM India scope (Unit23) | 22543515 | 730890 | N | N
Polo | BBM Gerber Technologie GmbH Dortmund | TPMC | PANEL DEL TECHO | roof panel | ROOF PANEL (L=3734 x B=430 x H=75mm) | PANEL DEL TECHO (L=3734 x B=430 x H=75mm) | 6295 | 23MPB306 | Enclosure Diff. Enclosure | 1 | PCE | India |  |  | 240-G100704-BA0D |  |  |  | 2340 | S-2340-0010-B-23-6295-01204764-N | 2086 | 1771 | 40.1 | 408 | 116 | 177 | BBM India scope (Unit23) | 22543517 | 730890 | N | N
Polo | BBM Gerber Technologie GmbH Dortmund | TPMC | PANEL DEL TECHO | roof panel | ROOF PANEL (L=3734 x B=430 x H=75mm) | PANEL DEL TECHO (L=3734 x B=430 x H=75mm) | 6295 | 23MPB306 | Enclosure Diff. Enclosure | 1 | PCE | India |  |  | 240-G100704-BA0D |  |  |  | 2340 | S-2340-0010-B-23-6295-01204764-N | 2086 | 1771 | 40.1 | 408 | 116 | 177 | BBM India scope (Unit23) | 22543518 | 730890 | N | N
Polo | BBM Gerber Technologie GmbH Dortmund | TPMC | PANEL DEL TECHO | roof panel | ROOF PANEL (L=3725 x B=530 x H=75mm) | PANEL DEL TECHO (L=3725 x B=530 x H=75mm) | 6295 | 23MPB306 | Enclosure Diff. Enclosure | 2 | PCE | India |  |  | 240-G100704-BF0D |  |  |  | 2340 | S-2340-0010-B-23-6295-01204764-N | 2086 | 1771 | 118.5 | 408 | 116 | 177 | BBM India scope (Unit23) | 22543516 | 730890 | N | N
Polo | BBM Gerber Technologie GmbH Dortmund | TPMC | PANEL DEL TECHO | roof panel | ROOF PANEL (L=2725 x B=1005 x H=75mm) | PANEL DEL TECHO (L=2725 x B=1005 x H=75mm) | 6295 | 23MPB306 | Enclosure Diff. Enclosure | 6 | PCE | India |  |  | 240-G100704-BF0D |  |  |  | 2340 | S-2340-0011-B-23-6295-01204764-N | 1250 | 928.4 | 493 | 310 | 118 | 177 | BBM India scope (Unit23) | 22543519 | 730890 | N | N
Polo | BBM Gerber Technologie GmbH Dortmund | TPMC | PANEL DEL TECHO | roof panel | ROOF PANEL (L=2725 x B=575 x H=75mm) | PANEL DEL TECHO (L=2725 x B=575 x H=75mm) | 6295 | 23MPB306 | Enclosure Diff. Enclosure | 2 | PCE | India |  |  | 240-G100704-BF0D |  |  |  | 2340 | S-2340-0011-B-23-6295-01204764-N | 1250 | 928.4 | 94 | 310 | 118 | 177 | BBM India scope (Unit23) | 22543520 | 730890 | N | N
Polo | BBM Gerber Technologie GmbH Dortmund | TPMC | PANEL DEL TECHO | roof panel | ROOF PANEL (L=2725 x B=575 x H=75mm) | PANEL DEL TECHO (L=2725 x B=575 x H=75mm) | 6295 | 23MPB306 | Enclosure Diff. Enclosure | 1 | PCE | India |  |  | 240-G100704-BF0D |  |  |  | 2340 | S-2340-0011-B-23-6295-01204764-N | 1250 | 928.4 | 47 | 310 | 118 | 177 | BBM India scope (Unit23) | 22543521 | 730890 | N | N
Polo | BBM Gerber Technologie GmbH Dortmund | TPMC | PANEL DEL TECHO | roof panel | ROOF PANEL (L=1980 x B=1005 x H=75mm) | PANEL DEL TECHO (L=1980 x B=1005 x H=75mm) | 6295 | 23MPB306 | Enclosure Diff. Enclosure | 2 | PCE | India |  |  | 240-G100704-BF0D |  |  |  | 2340 | S-2340-0011-B-23-6295-01204764-N | 1250 | 928.4 | 119.4 | 310 | 118 | 177 | BBM India scope (Unit23) | 22543522 | 730890 | N | N
Polo | BBM Gerber Technologie GmbH Dortmund | TPMC | PANEL DEL TECHO | roof panel | ROOF PANEL (L=1980 x B=1005 x H=75mm) | PANEL DEL TECHO (L=1980 x B=1005 x H=75mm) | 6295 | 23MPB306 | Enclosure Diff. Enclosure | 1 | PCE | India |  |  | 240-G100704-BF0D |  |  |  | 2340 | S-2340-0011-B-23-6295-01204764-N | 1250 | 928.4 | 59.7 | 310 | 118 | 177 | BBM India scope (Unit23) | 22543523 | 730890 | N | N
Polo | BBM Gerber Technologie GmbH Dortmund | TPMC | PANEL DEL TECHO | roof panel | ROOF PANEL (L=1980 x B=575 x H=75mm) | PANEL DEL TECHO (L=1980 x B=575 x H=75mm) | 6295 | 23MPB306 | Enclosure Diff. Enclosure | 2 | PCE | India |  |  | 240-G100704-BF0D |  |  |  | 2340 | S-2340-0011-B-23-6295-01204764-N | 1250 | 928.4 | 68.3 | 310 | 118 | 177 | BBM India scope (Unit23) | 22543524 | 730890 | N | N
Polo | BBM Gerber Technologie GmbH Dortmund | TPMC | PANEL DEL TECHO | roof panel | ROOF PANEL (L=2725 x B=575 x H=75mm) | PANEL DEL TECHO (L=2725 x B=575 x H=75mm) | 6295 | 23MPB306 | Enclosure Diff. Enclosure | 1 | PCE | India |  |  | 240-G100704-BF0D |  |  |  | 2340 | S-2340-0011-B-23-6295-01204764-N | 1250 | 928.4 | 47 | 310 | 118 | 177 | BBM India scope (Unit23) | 22543525 | 730890 | N | N
Polo | BBM Gerber Technologie GmbH Dortmund | TPMC | PANEL DEL TECHO | roof panel | ROOF PANEL (L=800 x B=618 x H=75mm) |  | 6295 | 23MPB306 | Enclosure Diff. Enclosure | 1 | PCE | India |  | - | 240-G100704-BA0D |  |  |  | 2340 | S-2340-0012-B-23-6295-01204764-N | 1012 | 644.3 | 14.8 | 375 | 116 | 143 | BBM India scope (Unit23) | 22543527 | 730890 | N | N
Polo | BBM Gerber Technologie GmbH Dortmund | TPMC | PANEL DEL TECHO | roof panel | ROOF PANEL (L=1588 x B=618 x H=75mm) |  | 6295 | 23MPB306 | Enclosure Diff. Enclosure | 1 | PCE | India |  | - | 240-G100704-BA0D |  |  |  | 2340 | S-2340-0012-B-23-6295-01204764-N | 1012 | 644.3 | 29.4 | 375 | 116 | 143 | BBM India scope (Unit23) | 22543528 | 730890 | N | N
Polo | BBM Gerber Technologie GmbH Dortmund | TPMC | PANEL DEL TECHO | roof panel | ROOF PANEL (L=1588 x B=702 x H=75mm) |  | 6295 | 23MPB306 | Enclosure Diff. Enclosure | 1 | PCE | India |  | - | 240-G100704-BA0D |  |  |  | 2340 | S-2340-0012-B-23-6295-01204764-N | 1012 | 644.3 | 33.4 | 375 | 116 | 143 | BBM India scope (Unit23) | 22543529 | 730890 | N | N
Polo | BBM Gerber Technologie GmbH Dortmund | TPMC | PANEL DEL TECHO | roof panel | ROOF PANEL (L=3396 x B=647 x H=75mm) |  | 6295 | 23MPB306 | Enclosure Diff. Enclosure | 1 | PCE | India |  | - | 240-G100704-BA0D |  |  |  | 2340 | S-2340-0012-B-23-6295-01204764-N | 1012 | 644.3 | 54.9 | 375 | 116 | 143 | BBM India scope (Unit23) | 22543530 | 730890 | N | N
Polo | BBM Gerber Technologie GmbH Dortmund | TPMC | PANEL DEL TECHO | roof panel | ROOF PANEL (L=3396 x B=647 x H=75mm) |  | 6295 | 23MPB306 | Enclosure Diff. Enclosure | 1 | PCE | India |  | - | 240-G100704-BA0D |  |  |  | 2340 | S-2340-0012-B-23-6295-01204764-N | 1012 | 644.3 | 54.9 | 375 | 116 | 143 | BBM India scope (Unit23) | 22543531 | 730890 | N | N
Polo | BBM Gerber Technologie GmbH Dortmund | TPMC | PANEL DEL TECHO | roof panel | ROOF PANEL (L=3036 x B=847 x H=75mm) |  | 6295 | 23MPB306 | Enclosure Diff. Enclosure | 1 | PCE | India |  | - | 240-G100704-BA0D |  |  |  | 2340 | S-2340-0012-B-23-6295-01204764-N | 1012 | 644.3 | 64.3 | 375 | 116 | 143 | BBM India scope (Unit23) | 22543532 | 730890 | N | N
Polo | BBM Gerber Technologie GmbH Dortmund | TPMC | PANEL DEL TECHO | roof panel | ROOF PANEL (L=1175 x B=755 x H=75mm) |  | 6295 | 23MPB306 | Enclosure Diff. Enclosure | 1 | PCE | India |  | - | 240-G100704-BA0D |  |  |  | 2340 | S-2340-0012-B-23-6295-01204764-N | 1012 | 644.3 | 22.2 | 375 | 116 | 143 | BBM India scope (Unit23) | 22543533 | 730890 | N | N
Polo | BBM Gerber Technologie GmbH Dortmund | TPMC | PANEL DEL TECHO | roof panel | ROOF PANEL (L=1175 x B=750 x H=75mm) |  | 6295 | 23MPB306 | Enclosure Diff. Enclosure | 1 | PCE | India |  | - | 240-G100704-BA0D |  |  |  | 2340 | S-2340-0012-B-23-6295-01204764-N | 1012 | 644.3 | 22 | 375 | 116 | 143 | BBM India scope (Unit23) | 22543534 | 730890 | N | N
Polo | BBM Gerber Technologie GmbH Dortmund | TPMC | PANEL DEL TECHO | roof panel | ROOF PANEL (L=2305 x B=914 x H=75mm) |  | 6295 | 23MPB306 | Enclosure Diff. Enclosure | 1 | PCE | India |  | - | 240-G100704-BA0D |  |  |  | 2340 | S-2340-0012-B-23-6295-01204764-N | 1012 | 644.3 | 52.7 | 375 | 116 | 143 | BBM India scope (Unit23) | 22543535 | 730890 | N | N
Polo | BBM Gerber Technologie GmbH Dortmund | TPMC | PANEL DEL TECHO | roof panel | ROOF PANEL (L=2305 x B=1005 x H=75mm) |  | 6295 | 23MPB306 | Enclosure Diff. Enclosure | 1 | PCE | India |  | - | 240-G100704-BA0D |  |  |  | 2340 | S-2340-0012-B-23-6295-01204764-N | 1012 | 644.3 | 57.9 | 375 | 116 | 143 | BBM India scope (Unit23) | 22543536 | 730890 | N | N
Polo | BBM Gerber Technologie GmbH Dortmund | TPMC | PANEL DEL TECHO | roof panel | ROOF PANEL (L=2305 x B=1005 x H=75mm) |  | 6295 | 23MPB306 | Enclosure Diff. Enclosure | 1 | PCE | India |  | - | 240-G100704-BA0D |  |  |  | 2340 | S-2340-0012-B-23-6295-01204764-N | 1012 | 644.3 | 57.9 | 375 | 116 | 143 | BBM India scope (Unit23) | 22543537 | 730890 | N | N
Polo | BBM Gerber Technologie GmbH Dortmund | TPMC | PANEL DEL TECHO | roof panel | ROOF PANEL (L=2305 x B=1005 x H=75mm) |  | 6295 | 23MPB306 | Enclosure Diff. Enclosure | 1 | PCE | India |  | - | 240-G100704-BA0D |  |  |  | 2340 | S-2340-0012-B-23-6295-01204764-N | 1012 | 644.3 | 57.9 | 375 | 116 | 143 | BBM India scope (Unit23) | 22543538 | 730890 | N | N
Polo | BBM Gerber Technologie GmbH Dortmund | TPMC | PANEL DEL TECHO | roof panel | ROOF PANEL (L=2305 x B=787 x H=75mm) |  | 6295 | 23MPB306 | Enclosure Diff. Enclosure | 1 | PCE | India |  | - | 240-G100704-BA0D |  |  |  | 2340 | S-2340-0012-B-23-6295-01204764-N | 1012 | 644.3 | 45.4 | 375 | 116 | 143 | BBM India scope (Unit23) | 22543539 | 730890 | N | N
Polo | BBM Gerber Technologie GmbH Dortmund | TPMC | PANEL DEL TECHO | roof panel | ROOF PANEL (L=2305 x B=749 x H=75mm) |  | 6295 | 23MPB306 | Enclosure Diff. Enclosure | 1 | PCE | India |  | - | 240-G100704-BA0D |  |  |  | 2340 | S-2340-0012-B-23-6295-01204764-N | 1012 | 644.3 | 43.2 | 375 | 116 | 143 | BBM India scope (Unit23) | 22543540 | 730890 | N | N
Polo | BBM Gerber Technologie GmbH Dortmund | TPMC | PANEL DEL TECHO | roof panel | ROOF PANEL (L=1588 x B=702 x H=75mm) |  | 6295 | 23MPB306 | Enclosure Diff. Enclosure | 1 | PCE | India |  | - | 240-G100704-BA0D |  |  |  | 2340 | S-2340-0012-B-23-6295-01204764-N | 1012 | 644.3 | 33.4 | 375 | 116 | 143 | BBM India scope (Unit23) | 22543526 | 730890 | N | N
Polo | BBM Gerber Technologie GmbH Dortmund | TPMC | la construcción de edificios | steel structure | UB203x133x30 (L=6985x307x158mm) | UB203x133x30 (L=6985x307x158mm) | 6295 | 23MPB306 | Enclosure Diff. Enclosure | 1 | PCE | India |  |  | 010-G100704-BC0D |  |  |  | 2340 | S-2340-0013-B-23-6295-01204764-N | 2230 | 2080.9 | 230.1 | 742 | 100 | 70 | BBM India scope (Unit23) | 22543541 | 730890 | N | N
Polo | BBM Gerber Technologie GmbH Dortmund | TPMC | la construcción de edificios | steel structure | UB203x133x30 (L=6985x307x158mm) | UB203x133x30 (L=6985x307x158mm) | 6295 | 23MPB306 | Enclosure Diff. Enclosure | 1 | PCE | India |  |  | 010-G100704-BC0D |  |  |  | 2340 | S-2340-0013-B-23-6295-01204764-N | 2230 | 2080.9 | 231.3 | 742 | 100 | 70 | BBM India scope (Unit23) | 22543542 | 730890 | N | N
Polo | BBM Gerber Technologie GmbH Dortmund | TPMC | la construcción de edificios | steel structure | UB203x133x30 (L=6985X307X134mm) | UB203x133x30 (L=6985X307X134mm) | 6295 | 23MPB306 | Enclosure Diff. Enclosure | 2 | PCE | India |  |  | 010-G100704-BC0D |  |  |  | 2340 | S-2340-0013-B-23-6295-01204764-N | 2230 | 2080.9 | 431 | 742 | 100 | 70 | BBM India scope (Unit23) | 22543543 | 730890 | N | N
Polo | BBM Gerber Technologie GmbH Dortmund | TPMC | la construcción de edificios | steel structure | UB203x133x30-ISMC150 (L=7276x307x502mm) | UB203x133x30-ISMC150 (L=7276x307x502mm) | 6295 | 23MPB306 | Enclosure Diff. Enclosure | 1 | PCE | India |  |  | 010-G100704-BC0D |  |  |  | 2340 | S-2340-0013-B-23-6295-01204764-N | 2230 | 2080.9 | 388.2 | 742 | 100 | 70 | BBM India scope (Unit23) | 22543544 | 730890 | N | N
Polo | BBM Gerber Technologie GmbH Dortmund | TPMC | la construcción de edificios | steel structure | UB203x133x30 (L=6988x307x134mm) | UB203x133x30 (L=6988x307x134mm) | 6295 | 23MPB306 | Enclosure Diff. Enclosure | 1 | PCE | India |  |  | 010-G100704-BC0D |  |  |  | 2340 | S-2340-0013-B-23-6295-01204764-N | 2230 | 2080.9 | 230.2 | 742 | 100 | 70 | BBM India scope (Unit23) | 22543545 | 730890 | N | N
Polo | BBM Gerber Technologie GmbH Dortmund | TPMC | la construcción de edificios | steel structure | UB203x133x30 (L=7086x207x134mm) | UB203x133x30 (L=7086x207x134mm) | 6295 | 23MPB306 | Enclosure Diff. Enclosure | 1 | PCE | India |  |  | 010-G100704-BC0D |  |  |  | 2340 | S-2340-0013-B-23-6295-01204764-N | 2230 | 2080.9 | 219.9 | 742 | 100 | 70 | BBM India scope (Unit23) | 22543546 | 730890 | N | N
Polo | BBM Gerber Technologie GmbH Dortmund | TPMC | la construcción de edificios | steel structure | UB203x133x25 (L=6565x203x145mm) | UB203x133x25 (L=6565x203x145mm) | 6295 | 23MPB306 | Enclosure Diff. Enclosure | 1 | PCE | India |  |  | 010-G100704-BC0D |  |  |  | 2340 | S-2340-0013-B-23-6295-01204764-N | 2230 | 2080.9 | 181 | 742 | 100 | 70 | BBM India scope (Unit23) | 22543547 | 730890 | N | N
Polo | BBM Gerber Technologie GmbH Dortmund | TPMC | la construcción de edificios | steel structure | UB203x133x25 (L=6564x203x145mm) | UB203x133x25 (L=6564x203x145mm) | 6295 | 23MPB306 | Enclosure Diff. Enclosure | 1 | PCE | India |  |  | 010-G100704-BC0D |  |  |  | 2340 | S-2340-0013-B-23-6295-01204764-N | 2230 | 2080.9 | 169.2 | 742 | 100 | 70 | BBM India scope (Unit23) | 22543548 | 730890 | N | N
Polo | BBM Gerber Technologie GmbH Dortmund | TPMC | la construcción de edificios | steel structure | UB203x133x30 (L=4000x350x350mm) | UB203x133x30 (L=4000x350x350mm) | 6295 | 23MPB306 | Enclosure Diff. Enclosure | 1 | PCE | India |  |  | 010-G100704-BC0D |  |  |  | 2340 | S-2340-0014-B-23-6295-01204764-N | 1925 | 1796.4 | 133.3 | 425 | 100 | 104 | BBM India scope (Unit23) | 22543549 | 730890 | N | N
Polo | BBM Gerber Technologie GmbH Dortmund | TPMC | la construcción de edificios | steel structure | UB203x133x30 (L=4092X322X195mm) | UB203x133x30 (L=4092X322X195mm) | 6295 | 23MPB306 | Enclosure Diff. Enclosure | 1 | PCE | India |  |  | 010-G100704-BC0D |  |  |  | 2340 | S-2340-0014-B-23-6295-01204764-N | 1925 | 1796.4 | 148.1 | 425 | 100 | 104 | BBM India scope (Unit23) | 22543552 | 730890 | N | N
Polo | BBM Gerber Technologie GmbH Dortmund | TPMC | la construcción de edificios | steel structure | UB203x133x30 (L=4180X319X195mm) | UB203x133x30 (L=4180X319X195mm) | 6295 | 23MPB306 | Enclosure Diff. Enclosure | 1 | PCE | India |  |  | 010-G100704-BC0D |  |  |  | 2340 | S-2340-0014-B-23-6295-01204764-N | 1925 | 1796.4 | 149.7 | 425 | 100 | 104 | BBM India scope (Unit23) | 22543553 | 730890 | N | N
Polo | BBM Gerber Technologie GmbH Dortmund | TPMC | la construcción de edificios | steel structure | UB203x133x30 (L=3936X252X134mm) | UB203x133x30 (L=3936X252X134mm) | 6295 | 23MPB306 | Enclosure Diff. Enclosure | 2 | PCE | India |  |  | 010-G100704-BC0D |  |  |  | 2340 | S-2340-0014-B-23-6295-01204764-N | 1925 | 1796.4 | 245.2 | 425 | 100 | 104 | BBM India scope (Unit23) | 22543554 | 730890 | N | N
Polo | BBM Gerber Technologie GmbH Dortmund | TPMC | la construcción de edificios | steel structure | UB203x133x30 (L=3979X248X133mm) | UB203x133x30 (L=3979X248X133mm) | 6295 | 23MPB306 | Enclosure Diff. Enclosure | 1 | PCE | India |  |  | 010-G100704-BC0D |  |  |  | 2340 | S-2340-0014-B-23-6295-01204764-N | 1925 | 1796.4 | 124.4 | 425 | 100 | 104 | BBM India scope (Unit23) | 22543555 | 730890 | N | N
Polo | BBM Gerber Technologie GmbH Dortmund | TPMC | la construcción de edificios | steel structure | UB203x133x30 (L=3927X207X146mm) | UB203x133x30 (L=3927X207X146mm) | 6295 | 23MPB306 | Enclosure Diff. Enclosure | 1 | PCE | India |  |  | 010-G100704-BC0D |  |  |  | 2340 | S-2340-0014-B-23-6295-01204764-N | 1925 | 1796.4 | 124.1 | 425 | 100 | 104 | BBM India scope (Unit23) | 22543556 | 730890 | N | N
Polo | BBM Gerber Technologie GmbH Dortmund | TPMC | la construcción de edificios | steel structure | UB203x133x30 (L=3927x207x134mm) | UB203x133x30 (L=3927x207x134mm) | 6295 | 23MPB306 | Enclosure Diff. Enclosure | 1 | PCE | India |  |  | 010-G100704-BC0D |  |  |  | 2340 | S-2340-0014-B-23-6295-01204764-N | 1925 | 1796.4 | 127.3 | 425 | 100 | 104 | BBM India scope (Unit23) | 22543557 | 730890 | N | N
Polo | BBM Gerber Technologie GmbH Dortmund | TPMC | la construcción de edificios | steel structure | UB203x133x25 (L=4092x203x145mm) | UB203x133x25 (L=4092x203x145mm) | 6295 | 23MPB306 | Enclosure Diff. Enclosure | 1 | PCE | India |  |  | 010-G100704-BC0D |  |  |  | 2340 | S-2340-0014-B-23-6295-01204764-N | 1925 | 1796.4 | 111.9 | 425 | 100 | 104 | BBM India scope (Unit23) | 22543558 | 730890 | N | N
Polo | BBM Gerber Technologie GmbH Dortmund | TPMC | la construcción de edificios | steel structure | UB203x133x25 (L=4092x203x145mm) | UB203x133x25 (L=4092x203x145mm) | 6295 | 23MPB306 | Enclosure Diff. Enclosure | 1 | PCE | India |  |  | 010-G100704-BC0D |  |  |  | 2340 | S-2340-0014-B-23-6295-01204764-N | 1925 | 1796.4 | 113.1 | 425 | 100 | 104 | BBM India scope (Unit23) | 22543559 | 730890 | N | N
Polo | BBM Gerber Technologie GmbH Dortmund | TPMC | la construcción de edificios | steel structure | UB203x133x25 (L=4092x203x133mm) | UB203x133x25 (L=4092x203x133mm) | 6295 | 23MPB306 | Enclosure Diff. Enclosure | 1 | PCE | India |  |  | 010-G100704-BC0D |  |  |  | 2340 | S-2340-0014-B-23-6295-01204764-N | 1925 | 1796.4 | 106.6 | 425 | 100 | 104 | BBM India scope (Unit23) | 22543560 | 730890 | N | N
Polo | BBM Gerber Technologie GmbH Dortmund | TPMC | la construcción de edificios | steel structure | UB203x133x25 (L=4092x203x145mm) | UB203x133x25 (L=4092x203x145mm) | 6295 | 23MPB306 | Enclosure Diff. Enclosure | 1 | PCE | India |  |  | 010-G100704-BC0D |  |  |  | 2340 | S-2340-0014-B-23-6295-01204764-N | 1925 | 1796.4 | 114.9 | 425 | 100 | 104 | BBM India scope (Unit23) | 22543561 | 730890 | N | N
Polo | BBM Gerber Technologie GmbH Dortmund | TPMC | la construcción de edificios | steel structure | UB203x133x30 (L=4092x322x195mm) | UB203x133x30 (L=4092x322x195mm) | 6295 | 23MPB306 | Enclosure Diff. Enclosure | 1 | PCE | India |  |  | 010-G100704-BC0D |  |  |  | 2340 | S-2340-0014-B-23-6295-01204764-N | 1925 | 1796.4 | 148.1 | 425 | 100 | 104 | BBM India scope (Unit23) | 22543550 | 730890 | N | N
Polo | BBM Gerber Technologie GmbH Dortmund | TPMC | la construcción de edificios | steel structure | UB203x133x30 (L=4180x319x195mm) | UB203x133x30 (L=4180x319x195mm) | 6295 | 23MPB306 | Enclosure Diff. Enclosure | 1 | PCE | India |  |  | 010-G100704-BC0D |  |  |  | 2340 | S-2340-0014-B-23-6295-01204764-N | 1925 | 1796.4 | 149.7 | 425 | 100 | 104 | BBM India scope (Unit23) | 22543551 | 730890 | N | N
Polo | BBM Gerber Technologie GmbH Dortmund | TPMC | la construcción de edificios | steel structure | UB203x133x30 (L=1592x322x195mm) | UB203x133x30 (L=1592x322x195mm) | 6295 | 23MPB306 | Enclosure Diff. Enclosure | 1 | PCE | India |  |  | 010-G100704-BC0D |  |  |  | 2340 | S-2340-0015-B-23-6295-01204764-N | 1505 | 1377.9 | 60.2 | 318 | 100 | 108 | BBM India scope (Unit23) | 22543564 | 730890 | N | N
Polo | BBM Gerber Technologie GmbH Dortmund | TPMC | la construcción de edificios | steel structure | UB203x133x30 (L=2479X319X195mm) | UB203x133x30 (L=2479X319X195mm) | 6295 | 23MPB306 | Enclosure Diff. Enclosure | 1 | PCE | India |  |  | 010-G100704-BC0D |  |  |  | 2340 | S-2340-0015-B-23-6295-01204764-N | 1505 | 1377.9 | 78.2 | 318 | 100 | 108 | BBM India scope (Unit23) | 22543565 | 730890 | N | N
Polo | BBM Gerber Technologie GmbH Dortmund | TPMC | la construcción de edificios | steel structure | UB203x133x30 (L=1103X482X195mm) | UB203x133x30 (L=1103X482X195mm) | 6295 | 23MPB306 | Enclosure Diff. Enclosure | 1 | PCE | India |  |  | 010-G100704-BC0D |  |  |  | 2340 | S-2340-0015-B-23-6295-01204764-N | 1505 | 1377.9 | 45 | 318 | 100 | 108 | BBM India scope (Unit23) | 22543566 | 730890 | N | N
Polo | BBM Gerber Technologie GmbH Dortmund | TPMC | la construcción de edificios | steel structure | UB203x133x30 (L=1103X480X195mm) | UB203x133x30 (L=1103X480X195mm) | 6295 | 23MPB306 | Enclosure Diff. Enclosure | 1 | PCE | India |  |  | 010-G100704-BC0D |  |  |  | 2340 | S-2340-0015-B-23-6295-01204764-N | 1505 | 1377.9 | 45 | 318 | 100 | 108 | BBM India scope (Unit23) | 22543567 | 730890 | N | N
Polo | BBM Gerber Technologie GmbH Dortmund | TPMC | la construcción de edificios | steel structure | UB203x133x30 (L=2295X248X134mm) | UB203x133x30 (L=2295X248X134mm) | 6295 | 23MPB306 | Enclosure Diff. Enclosure | 1 | PCE | India |  |  | 010-G100704-BC0D |  |  |  | 2340 | S-2340-0015-B-23-6295-01204764-N | 1505 | 1377.9 | 73.4 | 318 | 100 | 108 | BBM India scope (Unit23) | 22543568 | 730890 | N | N
Polo | BBM Gerber Technologie GmbH Dortmund | TPMC | la construcción de edificios | steel structure | UB203x133x30 (L=1427X207X134mm) | UB203x133x30 (L=1427X207X134mm) | 6295 | 23MPB306 | Enclosure Diff. Enclosure | 1 | PCE | India |  |  | 010-G100704-BC0D |  |  |  | 2340 | S-2340-0015-B-23-6295-01204764-N | 1505 | 1377.9 | 46.7 | 318 | 100 | 108 | BBM India scope (Unit23) | 22543569 | 730890 | N | N
Polo | BBM Gerber Technologie GmbH Dortmund | TPMC | la construcción de edificios | steel structure | UB203x133x30 (L=1427X207X134mm) | UB203x133x30 (L=1427X207X134mm) | 6295 | 23MPB306 | Enclosure Diff. Enclosure | 1 | PCE | India |  |  | 010-G100704-BC0D |  |  |  | 2340 | S-2340-0015-B-23-6295-01204764-N | 1505 | 1377.9 | 46.7 | 318 | 100 | 108 | BBM India scope (Unit23) | 22543570 | 730890 | N | N
Polo | BBM Gerber Technologie GmbH Dortmund | TPMC | la construcción de edificios | steel structure | UB203x133x30 (L=1427X207X134mm) | UB203x133x30 (L=1427X207X134mm) | 6295 | 23MPB306 | Enclosure Diff. Enclosure | 1 | PCE | India |  |  | 010-G100704-BC0D |  |  |  | 2340 | S-2340-0015-B-23-6295-01204764-N | 1505 | 1377.9 | 46.7 | 318 | 100 | 108 | BBM India scope (Unit23) | 22543571 | 730890 | N | N
Polo | BBM Gerber Technologie GmbH Dortmund | TPMC | la construcción de edificios | steel structure | UB203x133x30 (L=1427X207X134mm) | UB203x133x30 (L=1427X207X134mm) | 6295 | 23MPB306 | Enclosure Diff. Enclosure | 1 | PCE | India |  |  | 010-G100704-BC0D |  |  |  | 2340 | S-2340-0015-B-23-6295-01204764-N | 1505 | 1377.9 | 46.7 | 318 | 100 | 108 | BBM India scope (Unit23) | 22543572 | 730890 | N | N
Polo | BBM Gerber Technologie GmbH Dortmund | TPMC | la construcción de edificios | steel structure | UB203x133x25 (L=1593x203x133mm) | UB203x133x25 (L=1593x203x133mm) | 6295 | 23MPB306 | Enclosure Diff. Enclosure | 1 | PCE | India |  |  | 010-G100704-BC0D |  |  |  | 2340 | S-2340-0015-B-23-6295-01204764-N | 1505 | 1377.9 | 43.9 | 318 | 100 | 108 | BBM India scope (Unit23) | 22543573 | 730890 | N | N
Polo | BBM Gerber Technologie GmbH Dortmund | TPMC | la construcción de edificios | steel structure | UB203x133x25 (L=2413x203x145mm) | UB203x133x25 (L=2413x203x145mm) | 6295 | 23MPB306 | Enclosure Diff. Enclosure | 1 | PCE | India |  |  | 010-G100704-BC0D |  |  |  | 2340 | S-2340-0015-B-23-6295-01204764-N | 1505 | 1377.9 | 68.6 | 318 | 100 | 108 | BBM India scope (Unit23) | 22543574 | 730890 | N | N
Polo | BBM Gerber Technologie GmbH Dortmund | TPMC | la construcción de edificios | steel structure | UB203x133x25 (L=1593x203x133mm) | UB203x133x25 (L=1593x203x133mm) | 6295 | 23MPB306 | Enclosure Diff. Enclosure | 1 | PCE | India |  |  | 010-G100704-BC0D |  |  |  | 2340 | S-2340-0015-B-23-6295-01204764-N | 1505 | 1377.9 | 43.9 | 318 | 100 | 108 | BBM India scope (Unit23) | 22543575 | 730890 | N | N
Polo | BBM Gerber Technologie GmbH Dortmund | TPMC | la construcción de edificios | steel structure | UB203x133x25 (L=2413x203x145mm) | UB203x133x25 (L=2413x203x145mm) | 6295 | 23MPB306 | Enclosure Diff. Enclosure | 1 | PCE | India |  |  | 010-G100704-BC0D |  |  |  | 2340 | S-2340-0015-B-23-6295-01204764-N | 1505 | 1377.9 | 66.8 | 318 | 100 | 108 | BBM India scope (Unit23) | 22543576 | 730890 | N | N
Polo | BBM Gerber Technologie GmbH Dortmund | TPMC | la construcción de edificios | steel structure | UB203x133x30 (L=1592x322x195mm) | UB203x133x30 (L=1592x322x195mm) | 6295 | 23MPB306 | Enclosure Diff. Enclosure | 1 | PCE | India |  |  | 010-G100704-BC0D |  |  |  | 2340 | S-2340-0015-B-23-6295-01204764-N | 1505 | 1377.9 | 60.2 | 318 | 100 | 108 | BBM India scope (Unit23) | 22543562 | 730890 | N | N
Polo | BBM Gerber Technologie GmbH Dortmund | TPMC | la construcción de edificios | steel structure | UB203x133x25 (L=2227x203x133mm) | UB203x133x25 (L=2227x203x133mm) | 6295 | 23MPB306 | Enclosure Diff. Enclosure | 1 | PCE | India |  |  | 010-G100704-BC0D |  |  |  | 2340 | S-2340-0015-B-23-6295-01204764-N | 1505 | 1377.9 | 59.8 | 318 | 100 | 108 | BBM India scope (Unit23) | 22543577 | 730890 | N | N
Polo | BBM Gerber Technologie GmbH Dortmund | TPMC | la construcción de edificios | steel structure | UB203x133x25 (L=2820x203x145mm) | UB203x133x25 (L=2820x203x145mm) | 6295 | 23MPB306 | Enclosure Diff. Enclosure | 1 | PCE | India |  |  | 010-G100704-BC0D |  |  |  | 2340 | S-2340-0015-B-23-6295-01204764-N | 1505 | 1377.9 | 76.8 | 318 | 100 | 108 | BBM India scope (Unit23) | 22543578 | 730890 | N | N
Polo | BBM Gerber Technologie GmbH Dortmund | TPMC | la construcción de edificios | steel structure | UB203x133x25 (L=1274x203x157mm) | UB203x133x25 (L=1274x203x157mm) | 6295 | 23MPB306 | Enclosure Diff. Enclosure | 1 | PCE | India |  |  | 010-G100704-BC0D |  |  |  | 2340 | S-2340-0015-B-23-6295-01204764-N | 1505 | 1377.9 | 40 | 318 | 100 | 108 | BBM India scope (Unit23) | 22543579 | 730890 | N | N
Polo | BBM Gerber Technologie GmbH Dortmund | TPMC | la construcción de edificios | steel structure | UB203x133x25 (L=1540x203x145mm) | UB203x133x25 (L=1540x203x145mm) | 6295 | 23MPB306 | Enclosure Diff. Enclosure | 1 | PCE | India |  |  | 010-G100704-BC0D |  |  |  | 2340 | S-2340-0015-B-23-6295-01204764-N | 1505 | 1377.9 | 45.1 | 318 | 100 | 108 | BBM India scope (Unit23) | 22543580 | 730890 | N | N
Polo | BBM Gerber Technologie GmbH Dortmund | TPMC | la construcción de edificios | steel structure | UB203x133x25 (L=1274x203x145mm) | UB203x133x25 (L=1274x203x145mm) | 6295 | 23MPB306 | Enclosure Diff. Enclosure | 1 | PCE | India |  |  | 010-G100704-BC0D |  |  |  | 2340 | S-2340-0015-B-23-6295-01204764-N | 1505 | 1377.9 | 37.7 | 318 | 100 | 108 | BBM India scope (Unit23) | 22543581 | 730890 | N | N
Polo | BBM Gerber Technologie GmbH Dortmund | TPMC | la construcción de edificios | steel structure | UB203x133x25 (L=2209x203x133mm) | UB203x133x25 (L=2209x203x133mm) | 6295 | 23MPB306 | Enclosure Diff. Enclosure | 1 | PCE | India |  |  | 010-G100704-BC0D |  |  |  | 2340 | S-2340-0015-B-23-6295-01204764-N | 1505 | 1377.9 | 59.3 | 318 | 100 | 108 | BBM India scope (Unit23) | 22543582 | 730890 | N | N
Polo | BBM Gerber Technologie GmbH Dortmund | TPMC | la construcción de edificios | steel structure | UB203x133x25 (L=2847x203x145mm) | UB203x133x25 (L=2847x203x145mm) | 6295 | 23MPB306 | Enclosure Diff. Enclosure | 1 | PCE | India |  |  | 010-G100704-BC0D |  |  |  | 2340 | S-2340-0015-B-23-6295-01204764-N | 1505 | 1377.9 | 79.3 | 318 | 100 | 108 | BBM India scope (Unit23) | 22543583 | 730890 | N | N
Polo | BBM Gerber Technologie GmbH Dortmund | TPMC | la construcción de edificios | steel structure | UB203x133x25 (L=1532x203x145mm) | UB203x133x25 (L=1532x203x145mm) | 6295 | 23MPB306 | Enclosure Diff. Enclosure | 1 | PCE | India |  |  | 010-G100704-BC0D |  |  |  | 2340 | S-2340-0015-B-23-6295-01204764-N | 1505 | 1377.9 | 43.1 | 318 | 100 | 108 | BBM India scope (Unit23) | 22543584 | 730890 | N | N
Polo | BBM Gerber Technologie GmbH Dortmund | TPMC | la construcción de edificios | steel structure | UB203x133x25 (L=1214x203x157mm) | UB203x133x25 (L=1214x203x157mm) | 6295 | 23MPB306 | Enclosure Diff. Enclosure | 1 | PCE | India |  |  | 010-G100704-BC0D |  |  |  | 2340 | S-2340-0015-B-23-6295-01204764-N | 1505 | 1377.9 | 38.5 | 318 | 100 | 108 | BBM India scope (Unit23) | 22543585 | 730890 | N | N
Polo | BBM Gerber Technologie GmbH Dortmund | TPMC | la construcción de edificios | steel structure | UB203x133x25 (L=1214x203x145mm) | UB203x133x25 (L=1214x203x145mm) | 6295 | 23MPB306 | Enclosure Diff. Enclosure | 1 | PCE | India |  |  | 010-G100704-BC0D |  |  |  | 2340 | S-2340-0015-B-23-6295-01204764-N | 1505 | 1377.9 | 36.2 | 318 | 100 | 108 | BBM India scope (Unit23) | 22543586 | 730890 | N | N
Polo | BBM Gerber Technologie GmbH Dortmund | TPMC | la construcción de edificios | steel structure | UB203x133x30 (L=2479x319x195mm) | UB203x133x30 (L=2479x319x195mm) | 6295 | 23MPB306 | Enclosure Diff. Enclosure | 1 | PCE | India |  |  | 010-G100704-BC0D |  |  |  | 2340 | S-2340-0015-B-23-6295-01204764-N | 1505 | 1377.9 | 90.1 | 318 | 100 | 108 | BBM India scope (Unit23) | 22543563 | 730890 | N | N
Polo | BBM Gerber Technologie GmbH Dortmund | TPMC | la construcción de edificios | steel structure | UB254x146x37 (L=5870x436x471mm) | UB254x146x37 (L=5870x436x471mm) | 6295 | 23MPB306 | Enclosure Diff. Enclosure | 1 | PCE | India |  |  | 010-G100704-BC0D |  |  |  | 2340 | S-2340-0016-B-23-6295-01204764-N | 4565 | 4317.9 | 264.7 | 985 | 112 | 188 | BBM India scope (Unit23) | 22543587 | 730890 | N | N
Polo | BBM Gerber Technologie GmbH Dortmund | TPMC | la construcción de edificios | steel structure | UB254x146x37 (L=5870x471x306mm) | UB254x146x37 (L=5870x471x306mm) | 6295 | 23MPB306 | Enclosure Diff. Enclosure | 1 | PCE | India |  |  | 010-G100704-BC0D |  |  |  | 2340 | S-2340-0016-B-23-6295-01204764-N | 4565 | 4317.9 | 263.5 | 985 | 112 | 188 | BBM India scope (Unit23) | 22543588 | 730890 | N | N
Polo | BBM Gerber Technologie GmbH Dortmund | TPMC | la construcción de edificios | steel structure | UB254x146x37 (L=9304x456x436mm) | UB254x146x37 (L=9304x456x436mm) | 6295 | 23MPB306 | Enclosure Diff. Enclosure | 1 | PCE | India |  |  | 010-G100704-BC0D |  |  |  | 2340 | S-2340-0016-B-23-6295-01204764-N | 4565 | 4317.9 | 391.3 | 985 | 112 | 188 | BBM India scope (Unit23) | 22543589 | 730890 | N | N
Polo | BBM Gerber Technologie GmbH Dortmund | TPMC | la construcción de edificios | steel structure | UB254x146x37 (L=9304x456x306mm) | UB254x146x37 (L=9304x456x306mm) | 6295 | 23MPB306 | Enclosure Diff. Enclosure | 1 | PCE | India |  |  | 010-G100704-BC0D |  |  |  | 2340 | S-2340-0016-B-23-6295-01204764-N | 4565 | 4317.9 | 389.5 | 985 | 112 | 188 | BBM India scope (Unit23) | 22543590 | 730890 | N | N
Polo | BBM Gerber Technologie GmbH Dortmund | TPMC | la construcción de edificios | steel structure | UB254x146x37 (L=6985x540x372mm) | UB254x146x37 (L=6985x540x372mm) | 6295 | 23MPB306 | Enclosure Diff. Enclosure | 1 | PCE | India |  |  | 010-G100704-BC0D |  |  |  | 2340 | S-2340-0016-B-23-6295-01204764-N | 4565 | 4317.9 | 295.4 | 985 | 112 | 188 | BBM India scope (Unit23) | 22543599 | 730890 | N | N
Polo | BBM Gerber Technologie GmbH Dortmund | TPMC | la construcción de edificios | steel structure | ISMC150 (L=7500x350x150mm) | ISMC150 (L=7500x350x150mm) | 6295 | 23MPB306 | Enclosure Diff. Enclosure | 1 | PCE | India |  |  | 010-G100704-BC0D |  |  |  | 2340 | S-2340-0016-B-23-6295-01204764-N | 4565 | 4317.9 | 147.1 | 985 | 112 | 188 | BBM India scope (Unit23) | 22543602 | 730890 | N | N
Polo | BBM Gerber Technologie GmbH Dortmund | TPMC | la construcción de edificios | steel structure | ISMC150 (L=7276x150x75mm) | ISMC150 (L=7276x150x75mm) | 6295 | 23MPB306 | Enclosure Diff. Enclosure | 1 | PCE | India |  |  | 010-G100704-BC0D |  |  |  | 2340 | S-2340-0016-B-23-6295-01204764-N | 4565 | 4317.9 | 123.2 | 985 | 112 | 188 | BBM India scope (Unit23) | 22543603 | 730890 | N | N
Polo | BBM Gerber Technologie GmbH Dortmund | TPMC | la construcción de edificios | steel structure | ISMC150 (L=5850x150x75mm) | ISMC150 (L=5850x150x75mm) | 6295 | 23MPB306 | Enclosure Diff. Enclosure | 1 | PCE | India |  |  | 010-G100704-BC0D |  |  |  | 2340 | S-2340-0016-B-23-6295-01204764-N | 4565 | 4317.9 | 99.3 | 985 | 112 | 188 | BBM India scope (Unit23) | 22543604 | 730890 | N | N
Polo | BBM Gerber Technologie GmbH Dortmund | TPMC | la construcción de edificios | steel structure | UB254x146x37 (L=6988x555x458mm) | UB254x146x37 (L=6988x555x458mm) | 6295 | 23MPB306 | Enclosure Diff. Enclosure | 1 | PCE | India |  |  | 010-G100704-BC0D |  |  |  | 2340 | S-2340-0016-B-23-6295-01204764-N | 4565 | 4317.9 | 292.8 | 985 | 112 | 188 | BBM India scope (Unit23) | 22543600 | 730890 | N | N
Polo | BBM Gerber Technologie GmbH Dortmund | TPMC | la construcción de edificios | steel structure | UB254x146x37 (L=6988x375x324mm) | UB254x146x37 (L=6988x375x324mm) | 6295 | 23MPB306 | Enclosure Diff. Enclosure | 1 | PCE | India |  |  | 010-G100704-BC0D |  |  |  | 2340 | S-2340-0016-B-23-6295-01204764-N | 4565 | 4317.9 | 274.6 | 985 | 112 | 188 | BBM India scope (Unit23) | 22543601 | 730890 | N | N
Polo | BBM Gerber Technologie GmbH Dortmund | TPMC | la construcción de edificios | steel structure | ISMC125 (L=5252x125x65mm) | ISMC125 (L=5252x125x65mm) | 6295 | 23MPB306 | Enclosure Diff. Enclosure | 1 | PCE | India |  |  | 010-G100704-BC0D |  |  |  | 2340 | S-2340-0016-B-23-6295-01204764-N | 4565 | 4317.9 | 70 | 985 | 112 | 188 | BBM India scope (Unit23) | 22543606 | 730890 | N | N
Polo | BBM Gerber Technologie GmbH Dortmund | TPMC | la construcción de edificios | steel structure | UB254x146x37 (L=5870x306x326mm) | UB254x146x37 (L=5870x306x326mm) | 6295 | 23MPB306 | Enclosure Diff. Enclosure | 1 | PCE | India |  |  | 010-G100704-BC0D |  |  |  | 2340 | S-2340-0016-B-23-6295-01204764-N | 4565 | 4317.9 | 231.3 | 985 | 112 | 188 | BBM India scope (Unit23) | 22543591 | 730890 | N | N
Polo | BBM Gerber Technologie GmbH Dortmund | TPMC | la construcción de edificios | steel structure | UB254x146x37 (L=5870x306x326mm) | UB254x146x37 (L=5870x306x326mm) | 6295 | 23MPB306 | Enclosure Diff. Enclosure | 1 | PCE | India |  |  | 010-G100704-BC0D |  |  |  | 2340 | S-2340-0016-B-23-6295-01204764-N | 4565 | 4317.9 | 228.4 | 985 | 112 | 188 | BBM India scope (Unit23) | 22543592 | 730890 | N | N
Polo | BBM Gerber Technologie GmbH Dortmund | TPMC | la construcción de edificios | steel structure | UC152x152x30 (L=8675x152x152mm) | UC152x152x30 (L=8675x152x152mm) | 6295 | 23MPB306 | Enclosure Diff. Enclosure | 1 | PCE | India |  |  | 010-G100704-BC0D |  |  |  | 2340 | S-2340-0016-B-23-6295-01204764-N | 4565 | 4317.9 | 261.6 | 985 | 112 | 188 | BBM India scope (Unit23) | 22543605 | 730890 | N | N
Polo | BBM Gerber Technologie GmbH Dortmund | TPMC | la construcción de edificios | steel structure | UB254x146x37 (L=5510x326x306mm) | UB254x146x37 (L=5510x326x306mm) | 6295 | 23MPB306 | Enclosure Diff. Enclosure | 1 | PCE | India |  |  | 010-G100704-BC0D |  |  |  | 2340 | S-2340-0016-B-23-6295-01204764-N | 4565 | 4317.9 | 212.3 | 985 | 112 | 188 | BBM India scope (Unit23) | 22543593 | 730890 | N | N
Polo | BBM Gerber Technologie GmbH Dortmund | TPMC | la construcción de edificios | steel structure | UB254x146x37 (L=5510x326x306mm) | UB254x146x37 (L=5510x326x306mm) | 6295 | 23MPB306 | Enclosure Diff. Enclosure | 1 | PCE | India |  |  | 010-G100704-BC0D |  |  |  | 2340 | S-2340-0016-B-23-6295-01204764-N | 4565 | 4317.9 | 210.1 | 985 | 112 | 188 | BBM India scope (Unit23) | 22543594 | 730890 | N | N
Polo | BBM Gerber Technologie GmbH Dortmund | TPMC | la construcción de edificios | steel structure | ISA100X100X10 (L=9570x349x112mm) | ISA100X100X10 (L=9570x349x112mm) | 6295 | 23MPB306 | Enclosure Diff. Enclosure | 1 | PCE | India |  |  | 010-G100704-BC0D |  |  |  | 2340 | S-2340-0016-B-23-6295-01204764-N | 4565 | 4317.9 | 162.8 | 985 | 112 | 188 | BBM India scope (Unit23) | 22543595 | 730890 | N | N
Polo | BBM Gerber Technologie GmbH Dortmund | TPMC | la construcción de edificios | steel structure | ISA100X100X10 (L=9570x349x112mm) | ISA100X100X10 (L=9570x349x112mm) | 6295 | 23MPB306 | Enclosure Diff. Enclosure | 1 | PCE | India |  |  | 010-G100704-BC0D |  |  |  | 2340 | S-2340-0016-B-23-6295-01204764-N | 4565 | 4317.9 | 162.8 | 985 | 112 | 188 | BBM India scope (Unit23) | 22543596 | 730890 | N | N
Polo | BBM Gerber Technologie GmbH Dortmund | TPMC | la construcción de edificios | steel structure | ISMC150 (L=6925x175x150mm) | ISMC150 (L=6925x175x150mm) | 6295 | 23MPB306 | Enclosure Diff. Enclosure | 1 | PCE | India |  |  | 010-G100704-BC0D |  |  |  | 2340 | S-2340-0016-B-23-6295-01204764-N | 4565 | 4317.9 | 118.6 | 985 | 112 | 188 | BBM India scope (Unit23) | 22543597 | 730890 | N | N
Polo | BBM Gerber Technologie GmbH Dortmund | TPMC | la construcción de edificios | steel structure | ISMC150 (L=6325x175x150mm) | ISMC150 (L=6325x175x150mm) | 6295 | 23MPB306 | Enclosure Diff. Enclosure | 1 | PCE | India |  |  | 010-G100704-BC0D |  |  |  | 2340 | S-2340-0016-B-23-6295-01204764-N | 4565 | 4317.9 | 118.6 | 985 | 112 | 188 | BBM India scope (Unit23) | 22543598 | 730890 | N | N
Polo | BBM Gerber Technologie GmbH Dortmund | TPMC | la construcción de edificios | steel structure | UB254x146x37 (L=4000x350x350mm) | UB254x146x37 (L=4000x350x350mm) | 6295 | 23MPB306 | Enclosure Diff. Enclosure | 1 | PCE | India |  |  | 010-G100704-BC0D |  |  |  | 2340 | S-2340-0017-B-23-6295-01204764-N | 2140 | 2025.4 | 180.8 | 500 | 110 | 122 | BBM India scope (Unit23) | 22543607 | 730890 | N | N
Polo | BBM Gerber Technologie GmbH Dortmund | TPMC | la construcción de edificios | steel structure | UB254x146x37 (L=4000x457x350mm) | UB254x146x37 (L=4000x457x350mm) | 6295 | 23MPB306 | Enclosure Diff. Enclosure | 1 | PCE | India |  |  | 010-G100704-BC0D |  |  |  | 2340 | S-2340-0017-B-23-6295-01204764-N | 2140 | 2025.4 | 185.4 | 500 | 110 | 122 | BBM India scope (Unit23) | 22543608 | 730890 | N | N
Polo | BBM Gerber Technologie GmbH Dortmund | TPMC | la construcción de edificios | steel structure | UB254x146x37 (L=4000x457x350mm) | UB254x146x37 (L=4000x457x350mm) | 6295 | 23MPB306 | Enclosure Diff. Enclosure | 1 | PCE | India |  |  | 010-G100704-BC0D |  |  |  | 2340 | S-2340-0017-B-23-6295-01204764-N | 2140 | 2025.4 | 182 | 500 | 110 | 122 | BBM India scope (Unit23) | 22543610 | 730890 | N | N
Polo | BBM Gerber Technologie GmbH Dortmund | TPMC | la construcción de edificios | steel structure | UB254x146x37 (L=4000x473x350mm) | UB254x146x37 (L=4000x473x350mm) | 6295 | 23MPB306 | Enclosure Diff. Enclosure | 1 | PCE | India |  |  | 010-G100704-BC0D |  |  |  | 2340 | S-2340-0017-B-23-6295-01204764-N | 2140 | 2025.4 | 185.4 | 500 | 110 | 122 | BBM India scope (Unit23) | 22543611 | 730890 | N | N
Polo | BBM Gerber Technologie GmbH Dortmund | TPMC | la construcción de edificios | steel structure | UB254x146x37 (L=4000x473x350mm) | UB254x146x37 (L=4000x473x350mm) | 6295 | 23MPB306 | Enclosure Diff. Enclosure | 1 | PCE | India |  |  | 010-G100704-BC0D |  |  |  | 2340 | S-2340-0017-B-23-6295-01204764-N | 2140 | 2025.4 | 185.4 | 500 | 110 | 122 | BBM India scope (Unit23) | 22543609 | 730890 | N | N
Polo | BBM Gerber Technologie GmbH Dortmund | TPMC | la construcción de edificios | steel structure | UB254x146x37 (L=4000x473x350mm) | UB254x146x37 (L=4000x473x350mm) | 6295 | 23MPB306 | Enclosure Diff. Enclosure | 1 | PCE | India |  |  | 010-G100704-BC0D |  |  |  | 2340 | S-2340-0017-B-23-6295-01204764-N | 2140 | 2025.4 | 185.4 | 500 | 110 | 122 | BBM India scope (Unit23) | 22543612 | 730890 | N | N
Polo | BBM Gerber Technologie GmbH Dortmund | TPMC | la construcción de edificios | steel structure | UB254x146x37 (L=4000x473x350mm) | UB254x146x37 (L=4000x473x350mm) | 6295 | 23MPB306 | Enclosure Diff. Enclosure | 1 | PCE | India |  |  | 010-G100704-BC0D |  |  |  | 2340 | S-2340-0017-B-23-6295-01204764-N | 2140 | 2025.4 | 185.4 | 500 | 110 | 122 | BBM India scope (Unit23) | 22543613 | 730890 | N | N
Polo | BBM Gerber Technologie GmbH Dortmund | TPMC | la construcción de edificios | steel structure | UB254x146x37 (L=4000x350x350mm) | UB254x146x37 (L=4000x350x350mm) | 6295 | 23MPB306 | Enclosure Diff. Enclosure | 1 | PCE | India |  |  | 010-G100704-BC0D |  |  |  | 2340 | S-2340-0017-B-23-6295-01204764-N | 2140 | 2025.4 | 177.4 | 500 | 110 | 122 | BBM India scope (Unit23) | 22543614 | 730890 | N | N
Polo | BBM Gerber Technologie GmbH Dortmund | TPMC | la construcción de edificios | steel structure | UB254x146x37 (L=4861x366x306mm) | UB254x146x37 (L=4861x366x306mm) | 6295 | 23MPB306 | Enclosure Diff. Enclosure | 1 | PCE | India |  |  | 010-G100704-BC0D |  |  |  | 2340 | S-2340-0017-B-23-6295-01204764-N | 2140 | 2025.4 | 190.4 | 500 | 110 | 122 | BBM India scope (Unit23) | 22543616 | 730890 | N | N
Polo | BBM Gerber Technologie GmbH Dortmund | TPMC | la construcción de edificios | steel structure | UB254x146x37 (L=4000x350x350mm) | UB254x146x37 (L=4000x350x350mm) | 6295 | 23MPB306 | Enclosure Diff. Enclosure | 1 | PCE | India |  |  | 010-G100704-BC0D |  |  |  | 2340 | S-2340-0017-B-23-6295-01204764-N | 2140 | 2025.4 | 177.4 | 500 | 110 | 122 | BBM India scope (Unit23) | 22543615 | 730890 | N | N
Polo | BBM Gerber Technologie GmbH Dortmund | TPMC | la construcción de edificios | steel structure | UB254x146x37 (L=4861x366x306mm) | UB254x146x37 (L=4861x366x306mm) | 6295 | 23MPB306 | Enclosure Diff. Enclosure | 1 | PCE | India |  |  | 010-G100704-BC0D |  |  |  | 2340 | S-2340-0017-B-23-6295-01204764-N | 2140 | 2025.4 | 190.4 | 500 | 110 | 122 | BBM India scope (Unit23) | 22543617 | 730890 | N | N
Polo | BBM Gerber Technologie GmbH Dortmund | TPMC | la construcción de edificios | steel structure | ISMC125 (L=1225X820X220mm) | ISMC125 (L=1225X820X220mm) | 6295 | 23MPB306 | Enclosure Diff. Enclosure | 3 | PCE | India |  |  | 010-G100704-BC0D |  |  |  | 2340 | S-2340-0018-B-23-6295-01204764-N | 1600 | 1416.4 | 178.2 | 297 | 103 | 120 | BBM India scope (Unit23) | 22543657 | 730890 | N | N
Polo | BBM Gerber Technologie GmbH Dortmund | TPMC | la construcción de edificios | steel structure | ISMC150 (L=563x150x75mm) | ISMC150 (L=563x150x75mm) | 6295 | 23MPB306 | Enclosure Diff. Enclosure | 3 | PCE | India |  |  | 010-G100704-BC0D |  |  |  | 2340 | S-2340-0018-B-23-6295-01204764-N | 1600 | 1416.4 | 32.9 | 297 | 103 | 120 | BBM India scope (Unit23) | 22543631 | 730890 | N | N
Polo | BBM Gerber Technologie GmbH Dortmund | TPMC | la construcción de edificios | steel structure | ISMC150 (L=563x150x75mm) | ISMC150 (L=563x150x75mm) | 6295 | 23MPB306 | Enclosure Diff. Enclosure | 3 | PCE | India |  |  | 010-G100704-BC0D |  |  |  | 2340 | S-2340-0018-B-23-6295-01204764-N | 1600 | 1416.4 | 32.9 | 297 | 103 | 120 | BBM India scope (Unit23) | 22543632 | 730890 | N | N
Polo | BBM Gerber Technologie GmbH Dortmund | TPMC | la construcción de edificios | steel structure | ISMC150 (L=2342x150x75mm) | ISMC150 (L=2342x150x75mm) | 6295 | 23MPB306 | Enclosure Diff. Enclosure | 1 | PCE | India |  |  | 010-G100704-BC0D |  |  |  | 2340 | S-2340-0018-B-23-6295-01204764-N | 1600 | 1416.4 | 39.5 | 297 | 103 | 120 | BBM India scope (Unit23) | 22543633 | 730890 | N | N
Polo | BBM Gerber Technologie GmbH Dortmund | TPMC | la construcción de edificios | steel structure | ISMC150 (L=2342x150x75mm) | ISMC150 (L=2342x150x75mm) | 6295 | 23MPB306 | Enclosure Diff. Enclosure | 1 | PCE | India |  |  | 010-G100704-BC0D |  |  |  | 2340 | S-2340-0018-B-23-6295-01204764-N | 1600 | 1416.4 | 39.5 | 297 | 103 | 120 | BBM India scope (Unit23) | 22543634 | 730890 | N | N
Polo | BBM Gerber Technologie GmbH Dortmund | TPMC | la construcción de edificios | steel structure | ISMC150 (L=2342x150x75mm) | ISMC150 (L=2342x150x75mm) | 6295 | 23MPB306 | Enclosure Diff. Enclosure | 1 | PCE | India |  |  | 010-G100704-BC0D |  |  |  | 2340 | S-2340-0018-B-23-6295-01204764-N | 1600 | 1416.4 | 39.5 | 297 | 103 | 120 | BBM India scope (Unit23) | 22543635 | 730890 | N | N
Polo | BBM Gerber Technologie GmbH Dortmund | TPMC | la construcción de edificios | steel structure | ISMC150 (L=2342x150x75mm) | ISMC150 (L=2342x150x75mm) | 6295 | 23MPB306 | Enclosure Diff. Enclosure | 1 | PCE | India |  |  | 010-G100704-BC0D |  |  |  | 2340 | S-2340-0018-B-23-6295-01204764-N | 1600 | 1416.4 | 39.5 | 297 | 103 | 120 | BBM India scope (Unit23) | 22543636 | 730890 | N | N
Polo | BBM Gerber Technologie GmbH Dortmund | TPMC | la construcción de edificios | steel structure | ISMC125 (L=1030x125x110mm) | ISMC125 (L=1030x125x110mm) | 6295 | 23MPB306 | Enclosure Diff. Enclosure | 2 | PCE | India |  |  | 010-G100704-BC0D |  |  |  | 2340 | S-2340-0018-B-23-6295-01204764-N | 1600 | 1416.4 | 31 | 297 | 103 | 120 | BBM India scope (Unit23) | 22543637 | 730890 | N | N
Polo | BBM Gerber Technologie GmbH Dortmund | TPMC | la construcción de edificios | steel structure | ISMC-100 (L=2980x208x100) | ISMC-100 (L=2980x208x100) | 6295 | 23MPB306 | Enclosure Diff. Enclosure | 1 | PCE | India |  |  | 240-G100704-BD0D |  |  |  | 2340 | S-2340-0018-B-23-6295-01204764-N | 1600 | 1416.4 | 36.6 | 297 | 103 | 120 | BBM India scope (Unit23) | 22543658 | 730890 | N | N
Polo | BBM Gerber Technologie GmbH Dortmund | TPMC | la construcción de edificios | steel structure | ISMC125 (L=2756x200x85mm) | ISMC125 (L=2756x200x85mm) | 6295 | 23MPB306 | Enclosure Diff. Enclosure | 1 | PCE | India |  |  | 010-G100704-BC0D |  |  |  | 2340 | S-2340-0018-B-23-6295-01204764-N | 1600 | 1416.4 | 38 | 297 | 103 | 120 | BBM India scope (Unit23) | 22543618 | 730890 | N | N
Polo | BBM Gerber Technologie GmbH Dortmund | TPMC | la construcción de edificios | steel structure | ISMC125 (L=2756x200x85mm) | ISMC125 (L=2756x200x85mm) | 6295 | 23MPB306 | Enclosure Diff. Enclosure | 1 | PCE | India |  |  | 010-G100704-BC0D |  |  |  | 2340 | S-2340-0018-B-23-6295-01204764-N | 1600 | 1416.4 | 38 | 297 | 103 | 120 | BBM India scope (Unit23) | 22543627 | 730890 | N | N
Polo | BBM Gerber Technologie GmbH Dortmund | TPMC | la construcción de edificios | steel structure | ISMC125 (L=2756x200x85mm) | ISMC125 (L=2756x200x85mm) | 6295 | 23MPB306 | Enclosure Diff. Enclosure | 1 | PCE | India |  |  | 010-G100704-BC0D |  |  |  | 2340 | S-2340-0018-B-23-6295-01204764-N | 1600 | 1416.4 | 38 | 297 | 103 | 120 | BBM India scope (Unit23) | 22543628 | 730890 | N | N
Polo | BBM Gerber Technologie GmbH Dortmund | TPMC | la construcción de edificios | steel structure | ISMC125 (L=2735x200x85mm) | ISMC125 (L=2735x200x85mm) | 6295 | 23MPB306 | Enclosure Diff. Enclosure | 1 | PCE | India |  |  | 010-G100704-BC0D |  |  |  | 2340 | S-2340-0018-B-23-6295-01204764-N | 1600 | 1416.4 | 37.7 | 297 | 103 | 120 | BBM India scope (Unit23) | 22543629 | 730890 | N | N
Polo | BBM Gerber Technologie GmbH Dortmund | TPMC | la construcción de edificios | steel structure | ISMC125 (L=2756x200x85mm) | ISMC125 (L=2756x200x85mm) | 6295 | 23MPB306 | Enclosure Diff. Enclosure | 1 | PCE | India |  |  | 010-G100704-BC0D |  |  |  | 2340 | S-2340-0018-B-23-6295-01204764-N | 1600 | 1416.4 | 38 | 297 | 103 | 120 | BBM India scope (Unit23) | 22543619 | 730890 | N | N
Polo | BBM Gerber Technologie GmbH Dortmund | TPMC | la construcción de edificios | steel structure | ISMC125 (L=2756x200x85mm) | ISMC125 (L=2756x200x85mm) | 6295 | 23MPB306 | Enclosure Diff. Enclosure | 1 | PCE | India |  |  | 010-G100704-BC0D |  |  |  | 2340 | S-2340-0018-B-23-6295-01204764-N | 1600 | 1416.4 | 38 | 297 | 103 | 120 | BBM India scope (Unit23) | 22543620 | 730890 | N | N
Polo | BBM Gerber Technologie GmbH Dortmund | TPMC | la construcción de edificios | steel structure | ISMC125 (L=2756x200x85mm) | ISMC125 (L=2756x200x85mm) | 6295 | 23MPB306 | Enclosure Diff. Enclosure | 1 | PCE | India |  |  | 010-G100704-BC0D |  |  |  | 2340 | S-2340-0018-B-23-6295-01204764-N | 1600 | 1416.4 | 38 | 297 | 103 | 120 | BBM India scope (Unit23) | 22543621 | 730890 | N | N
Polo | BBM Gerber Technologie GmbH Dortmund | TPMC | la construcción de edificios | steel structure | ISMC125 (L=2756x200x85mm) | ISMC125 (L=2756x200x85mm) | 6295 | 23MPB306 | Enclosure Diff. Enclosure | 1 | PCE | India |  |  | 010-G100704-BC0D |  |  |  | 2340 | S-2340-0018-B-23-6295-01204764-N | 1600 | 1416.4 | 38 | 297 | 103 | 120 | BBM India scope (Unit23) | 22543622 | 730890 | N | N
Polo | BBM Gerber Technologie GmbH Dortmund | TPMC | la construcción de edificios | steel structure | ISMC125 (L=2735x200x85mm) | ISMC125 (L=2735x200x85mm) | 6295 | 23MPB306 | Enclosure Diff. Enclosure | 1 | PCE | India |  |  | 010-G100704-BC0D |  |  |  | 2340 | S-2340-0018-B-23-6295-01204764-N | 1600 | 1416.4 | 37.7 | 297 | 103 | 120 | BBM India scope (Unit23) | 22543623 | 730890 | N | N
Polo | BBM Gerber Technologie GmbH Dortmund | TPMC | la construcción de edificios | steel structure | ISMC125 (L=2756x200x85mm) | ISMC125 (L=2756x200x85mm) | 6295 | 23MPB306 | Enclosure Diff. Enclosure | 1 | PCE | India |  |  | 010-G100704-BC0D |  |  |  | 2340 | S-2340-0018-B-23-6295-01204764-N | 1600 | 1416.4 | 38 | 297 | 103 | 120 | BBM India scope (Unit23) | 22543624 | 730890 | N | N
Polo | BBM Gerber Technologie GmbH Dortmund | TPMC | la construcción de edificios | steel structure | ISMC125 (L=2756x200x85mm) | ISMC125 (L=2756x200x85mm) | 6295 | 23MPB306 | Enclosure Diff. Enclosure | 1 | PCE | India |  |  | 010-G100704-BC0D |  |  |  | 2340 | S-2340-0018-B-23-6295-01204764-N | 1600 | 1416.4 | 38 | 297 | 103 | 120 | BBM India scope (Unit23) | 22543625 | 730890 | N | N
Polo | BBM Gerber Technologie GmbH Dortmund | TPMC | la construcción de edificios | steel structure | ISMC125 (L=2756x200x85mm) | ISMC125 (L=2756x200x85mm) | 6295 | 23MPB306 | Enclosure Diff. Enclosure | 1 | PCE | India |  |  | 010-G100704-BC0D |  |  |  | 2340 | S-2340-0018-B-23-6295-01204764-N | 1600 | 1416.4 | 38 | 297 | 103 | 120 | BBM India scope (Unit23) | 22543626 | 730890 | N | N
Polo | BBM Gerber Technologie GmbH Dortmund | TPMC | la construcción de edificios | steel structure | ISA 50x50x5 (L=2200x500x110mm) | ISA 50x50x5 (L=2200x500x110mm) | 6295 | 23MPB306 | Enclosure Diff. Enclosure | 1 | PCE | India |  |  | 010-G100704-BC0D |  |  |  | 2340 | S-2340-0018-B-23-6295-01204764-N | 1600 | 1416.4 | 19.2 | 297 | 103 | 120 | BBM India scope (Unit23) | 22543638 | 730890 | N | N
Polo | BBM Gerber Technologie GmbH Dortmund | TPMC | la construcción de edificios | steel structure | ISMC125 (L=1733X125X65mm) | ISMC125 (L=1733X125X65mm) | 6295 | 23MPB306 | Enclosure Diff. Enclosure | 2 | PCE | India |  |  | 010-G100704-BC0D |  |  |  | 2340 | S-2340-0018-B-23-6295-01204764-N | 1600 | 1416.4 | 47.4 | 297 | 103 | 120 | BBM India scope (Unit23) | 22543639 | 730890 | N | N
Polo | BBM Gerber Technologie GmbH Dortmund | TPMC | la construcción de edificios | steel structure | ISMC125 (L=2176X125X65mm) | ISMC125 (L=2176X125X65mm) | 6295 | 23MPB306 | Enclosure Diff. Enclosure | 1 | PCE | India |  |  | 010-G100704-BC0D |  |  |  | 2340 | S-2340-0018-B-23-6295-01204764-N | 1600 | 1416.4 | 28.9 | 297 | 103 | 120 | BBM India scope (Unit23) | 22543640 | 730890 | N | N
Polo | BBM Gerber Technologie GmbH Dortmund | TPMC | la construcción de edificios | steel structure | ISMC125 (L=554X125X65mm) | ISMC125 (L=554X125X65mm) | 6295 | 23MPB306 | Enclosure Diff. Enclosure | 1 | PCE | India |  |  | 010-G100704-BC0D |  |  |  | 2340 | S-2340-0018-B-23-6295-01204764-N | 1600 | 1416.4 | 7.8 | 297 | 103 | 120 | BBM India scope (Unit23) | 22543641 | 730890 | N | N
Polo | BBM Gerber Technologie GmbH Dortmund | TPMC | la construcción de edificios | steel structure | ISMC125 (L=2004X125X65mm) | ISMC125 (L=2004X125X65mm) | 6295 | 23MPB306 | Enclosure Diff. Enclosure | 1 | PCE | India |  |  | 010-G100704-BC0D |  |  |  | 2340 | S-2340-0018-B-23-6295-01204764-N | 1600 | 1416.4 | 26 | 297 | 103 | 120 | BBM India scope (Unit23) | 22543654 | 730890 | N | N
Polo | BBM Gerber Technologie GmbH Dortmund | TPMC | la construcción de edificios | steel structure | ISMC125 (L=1765X125X65mm) | ISMC125 (L=1765X125X65mm) | 6295 | 23MPB306 | Enclosure Diff. Enclosure | 2 | PCE | India |  |  | 010-G100704-BC0D |  |  |  | 2340 | S-2340-0018-B-23-6295-01204764-N | 1600 | 1416.4 | 48.4 | 297 | 103 | 120 | BBM India scope (Unit23) | 22543642 | 730890 | N | N
Polo | BBM Gerber Technologie GmbH Dortmund | TPMC | la construcción de edificios | steel structure | ISMC125 (L=1324X125X65mm) | ISMC125 (L=1324X125X65mm) | 6295 | 23MPB306 | Enclosure Diff. Enclosure | 1 | PCE | India |  |  | 010-G100704-BC0D |  |  |  | 2340 | S-2340-0018-B-23-6295-01204764-N | 1600 | 1416.4 | 18.4 | 297 | 103 | 120 | BBM India scope (Unit23) | 22543643 | 730890 | N | N
Polo | BBM Gerber Technologie GmbH Dortmund | TPMC | la construcción de edificios | steel structure | ISMC125 (L=941X125X65mm) | ISMC125 (L=941X125X65mm) | 6295 | 23MPB306 | Enclosure Diff. Enclosure | 1 | PCE | India |  |  | 010-G100704-BC0D |  |  |  | 2340 | S-2340-0018-B-23-6295-01204764-N | 1600 | 1416.4 | 13.4 | 297 | 103 | 120 | BBM India scope (Unit23) | 22543644 | 730890 | N | N
Polo | BBM Gerber Technologie GmbH Dortmund | TPMC | la construcción de edificios | steel structure | ISMC125 (L=2210X125X65mm) | ISMC125 (L=2210X125X65mm) | 6295 | 23MPB306 | Enclosure Diff. Enclosure | 2 | PCE | India |  |  | 010-G100704-BC0D |  |  |  | 2340 | S-2340-0018-B-23-6295-01204764-N | 1600 | 1416.4 | 66 | 297 | 103 | 120 | BBM India scope (Unit23) | 22543645 | 730890 | N | N
Polo | BBM Gerber Technologie GmbH Dortmund | TPMC | la construcción de edificios | steel structure | ISMC125 (L=1968X500X77mm) | ISMC125 (L=1968X500X77mm) | 6295 | 23MPB306 | Enclosure Diff. Enclosure | 1 | PCE | India |  |  | 010-G100704-BC0D |  |  |  | 2340 | S-2340-0018-B-23-6295-01204764-N | 1600 | 1416.4 | 32.1 | 297 | 103 | 120 | BBM India scope (Unit23) | 22543646 | 730890 | N | N
Polo | BBM Gerber Technologie GmbH Dortmund | TPMC | la construcción de edificios | steel structure | ISMC125 (L=1513X125X77mm) | ISMC125 (L=1513X125X77mm) | 6295 | 23MPB306 | Enclosure Diff. Enclosure | 1 | PCE | India |  |  | 010-G100704-BC0D |  |  |  | 2340 | S-2340-0018-B-23-6295-01204764-N | 1600 | 1416.4 | 22.2 | 297 | 103 | 120 | BBM India scope (Unit23) | 22543647 | 730890 | N | N
Polo | BBM Gerber Technologie GmbH Dortmund | TPMC | la construcción de edificios | steel structure | ISMC125 (L=1034X500X77mm) | ISMC125 (L=1034X500X77mm) | 6295 | 23MPB306 | Enclosure Diff. Enclosure | 1 | PCE | India |  |  | 010-G100704-BC0D |  |  |  | 2340 | S-2340-0018-B-23-6295-01204764-N | 1600 | 1416.4 | 18.7 | 297 | 103 | 120 | BBM India scope (Unit23) | 22543648 | 730890 | N | N
Polo | BBM Gerber Technologie GmbH Dortmund | TPMC | la construcción de edificios | steel structure | ISMC125 (L=312X275X65mm) | ISMC125 (L=312X275X65mm) | 6295 | 23MPB306 | Enclosure Diff. Enclosure | 1 | PCE | India |  |  | 010-G100704-BC0D |  |  |  | 2340 | S-2340-0018-B-23-6295-01204764-N | 1600 | 1416.4 | 5.6 | 297 | 103 | 120 | BBM India scope (Unit23) | 22543649 | 730890 | N | N
Polo | BBM Gerber Technologie GmbH Dortmund | TPMC | la construcción de edificios | steel structure | ISMC125 (L=1322X350X77mm) | ISMC125 (L=1322X350X77mm) | 6295 | 23MPB306 | Enclosure Diff. Enclosure | 1 | PCE | India |  |  | 010-G100704-BC0D |  |  |  | 2340 | S-2340-0018-B-23-6295-01204764-N | 1600 | 1416.4 | 23.1 | 297 | 103 | 120 | BBM India scope (Unit23) | 22543650 | 730890 | N | N
Polo | BBM Gerber Technologie GmbH Dortmund | TPMC | la construcción de edificios | steel structure | ISMC125 (L=857X350X77mm) | ISMC125 (L=857X350X77mm) | 6295 | 23MPB306 | Enclosure Diff. Enclosure | 1 | PCE | India |  |  | 010-G100704-BC0D |  |  |  | 2340 | S-2340-0018-B-23-6295-01204764-N | 1600 | 1416.4 | 16.4 | 297 | 103 | 120 | BBM India scope (Unit23) | 22543651 | 730890 | N | N
Polo | BBM Gerber Technologie GmbH Dortmund | TPMC | la construcción de edificios | steel structure | ISMC125 (L=990X483X275mm) | ISMC125 (L=990X483X275mm) | 6295 | 23MPB306 | Enclosure Diff. Enclosure | 1 | PCE | India |  |  | 010-G100704-BC0D |  |  |  | 2340 | S-2340-0018-B-23-6295-01204764-N | 1600 | 1416.4 | 21.4 | 297 | 103 | 120 | BBM India scope (Unit23) | 22543652 | 730890 | N | N
Polo | BBM Gerber Technologie GmbH Dortmund | TPMC | la construcción de edificios | steel structure | ISMC125 (L=590X378X275mm) | ISMC125 (L=590X378X275mm) | 6295 | 23MPB306 | Enclosure Diff. Enclosure | 1 | PCE | India |  |  | 010-G100704-BC0D |  |  |  | 2340 | S-2340-0018-B-23-6295-01204764-N | 1600 | 1416.4 | 14 | 297 | 103 | 120 | BBM India scope (Unit23) | 22543653 | 730890 | N | N
Polo | BBM Gerber Technologie GmbH Dortmund | TPMC | la construcción de edificios | steel structure | ISMC125 (L=730x125x65mm) | ISMC125 (L=2004X125X65mm) | 6295 | 23MPB306 | Enclosure Diff. Enclosure | 1 | PCE | India |  |  | 010-G100704-BC0D |  |  |  | 2340 | S-2340-0018-B-23-6295-01204764-N | 1600 | 1416.4 | 14.9 | 297 | 103 | 120 | BBM India scope (Unit23) | 22543655 | 730890 | N | N
Polo | BBM Gerber Technologie GmbH Dortmund | TPMC | la construcción de edificios | steel structure | ISMC125 (L=1102 x125x65mm) | ISMC125 (L=2004X125X65mm) | 6295 | 23MPB306 | Enclosure Diff. Enclosure | 1 | PCE | India |  |  | 010-G100704-BC0D |  |  |  | 2340 | S-2340-0018-B-23-6295-01204764-N | 1600 | 1416.4 | 10.1 | 297 | 103 | 120 | BBM India scope (Unit23) | 22543656 | 730890 | N | N
Polo | BBM Gerber Technologie GmbH Dortmund | TPMC | la construcción de edificios | steel structure | ISMC150 (L=1500x175x150mm) | ISMC150 (L=1500x175x150mm) | 6295 | 23MPB306 | Enclosure Diff. Enclosure | 2 | PCE | India |  |  | 010-G100704-BC0D |  |  |  | 2340 | S-2340-0018-B-23-6295-01204764-N | 1600 | 1416.4 | 37.4 | 297 | 103 | 120 | BBM India scope (Unit23) | 22543630 | 730890 | N | N
Polo | BBM Gerber Technologie GmbH Dortmund | TPMC | la construcción de edificios | steel structure | ISMB125 (L=3324x365x125mm) | ISMB125 (L=3324x365x125mm) | 6295 | 23MPB306 | Enclosure Diff. Enclosure | 1 | PCE | India |  |  | 010-G100704-BC0D |  |  |  | 2340 | S-2340-0019-B-23-6295-01204764-N | 1190 | 1085.9 | 49.6 | 580 | 100 | 73 | BBM India scope (Unit23) | 22543659 | 730890 | N | N
Polo | BBM Gerber Technologie GmbH Dortmund | TPMC | la construcción de edificios | steel structure | ISMB150 (L=4694x150x80mm) | ISMB150 (L=4694x150x80mm) | 6295 | 23MPB306 | Enclosure Diff. Enclosure | 2 | PCE | India |  |  | 010-G100704-BC0D |  |  |  | 2340 | S-2340-0019-B-23-6295-01204764-N | 1190 | 1085.9 | 139.9 | 580 | 100 | 73 | BBM India scope (Unit23) | 22543660 | 730890 | N | N
Polo | BBM Gerber Technologie GmbH Dortmund | TPMC | la construcción de edificios | steel structure | UC152x152x23 (L=526x152x152mm) | UC152x152x23 (L=526x152x152mm) | 6295 | 23MPB306 | Enclosure Diff. Enclosure | 2 | PCE | India |  |  | 010-G100704-BC0D |  |  |  | 2340 | S-2340-0019-B-23-6295-01204764-N | 1190 | 1085.9 | 30.5 | 580 | 100 | 73 | BBM India scope (Unit23) | 22543661 | 730890 | N | N
Polo | BBM Gerber Technologie GmbH Dortmund | TPMC | la construcción de edificios | steel structure | ISMB125 (L=2249x125x100mm) | ISMB125 (L=2249x125x100mm) | 6295 | 23MPB306 | Enclosure Diff. Enclosure | 1 | PCE | India |  |  | 010-G100704-BC0D |  |  |  | 2340 | S-2340-0019-B-23-6295-01204764-N | 1190 | 1085.9 | 31.2 | 580 | 100 | 73 | BBM India scope (Unit23) | 22543671 | 730890 | N | N
Polo | BBM Gerber Technologie GmbH Dortmund | TPMC | la construcción de edificios | steel structure | UC 152x152x23 (L=5768X176X152mm) | UC 152x152x23 (L=5768X176X152mm) | 6295 | 23MPB306 | Enclosure Diff. Enclosure | 1 | PCE | India |  |  | 010-G100704-BC0D |  |  |  | 2340 | S-2340-0019-B-23-6295-01204764-N | 1190 | 1085.9 | 139.4 | 580 | 100 | 73 | BBM India scope (Unit23) | 22543662 | 730890 | N | N
Polo | BBM Gerber Technologie GmbH Dortmund | TPMC | la construcción de edificios | steel structure | UC 152x152x23 (L=3553X164X152mm) | UC 152x152x23 (L=3553X164X152mm) | 6295 | 23MPB306 | Enclosure Diff. Enclosure | 1 | PCE | India |  |  | 010-G100704-BC0D |  |  |  | 2340 | S-2340-0019-B-23-6295-01204764-N | 1190 | 1085.9 | 86.8 | 580 | 100 | 73 | BBM India scope (Unit23) | 22543663 | 730890 | N | N
Polo | BBM Gerber Technologie GmbH Dortmund | TPMC | la construcción de edificios | steel structure | UC 152x152x23 (L=5768X176X152mm) | UC 152x152x23 (L=5768X176X152mm) | 6295 | 23MPB306 | Enclosure Diff. Enclosure | 1 | PCE | India |  |  | 010-G100704-BC0D |  |  |  | 2340 | S-2340-0019-B-23-6295-01204764-N | 1190 | 1085.9 | 139.4 | 580 | 100 | 73 | BBM India scope (Unit23) | 22543664 | 730890 | N | N
Polo | BBM Gerber Technologie GmbH Dortmund | TPMC | la construcción de edificios | steel structure | UC 152x152x23 (L=1226X152X152mm) | UC 152x152x23 (L=1226X152X152mm) | 6295 | 23MPB306 | Enclosure Diff. Enclosure | 1 | PCE | India |  |  | 010-G100704-BC0D |  |  |  | 2340 | S-2340-0019-B-23-6295-01204764-N | 1190 | 1085.9 | 31.7 | 580 | 100 | 73 | BBM India scope (Unit23) | 22543670 | 730890 | N | N
Polo | BBM Gerber Technologie GmbH Dortmund | TPMC | la construcción de edificios | steel structure | UC 152x152x23 (L=3553X164X152mm) | UC 152x152x23 (L=3553X164X152mm) | 6295 | 23MPB306 | Enclosure Diff. Enclosure | 1 | PCE | India |  |  | 010-G100704-BC0D |  |  |  | 2340 | S-2340-0019-B-23-6295-01204764-N | 1190 | 1085.9 | 86.8 | 580 | 100 | 73 | BBM India scope (Unit23) | 22543665 | 730890 | N | N
Polo | BBM Gerber Technologie GmbH Dortmund | TPMC | la construcción de edificios | steel structure | UC 152x152x23 (L=4967X164X152mm) | UC 152x152x23 (L=4967X164X152mm) | 6295 | 23MPB306 | Enclosure Diff. Enclosure | 1 | PCE | India |  |  | 010-G100704-BC0D |  |  |  | 2340 | S-2340-0019-B-23-6295-01204764-N | 1190 | 1085.9 | 120.2 | 580 | 100 | 73 | BBM India scope (Unit23) | 22543666 | 730890 | N | N
Polo | BBM Gerber Technologie GmbH Dortmund | TPMC | la construcción de edificios | steel structure | UC 152x152x23 (L=2225X164X152mm) | UC 152x152x23 (L=2225X164X152mm) | 6295 | 23MPB306 | Enclosure Diff. Enclosure | 1 | PCE | India |  |  | 010-G100704-BC0D |  |  |  | 2340 | S-2340-0019-B-23-6295-01204764-N | 1190 | 1085.9 | 55.1 | 580 | 100 | 73 | BBM India scope (Unit23) | 22543667 | 730890 | N | N
Polo | BBM Gerber Technologie GmbH Dortmund | TPMC | la construcción de edificios | steel structure | UC 152x152x23 (L=2225X164X152mm) | UC 152x152x23 (L=2225X164X152mm) | 6295 | 23MPB306 | Enclosure Diff. Enclosure | 1 | PCE | India |  |  | 010-G100704-BC0D |  |  |  | 2340 | S-2340-0019-B-23-6295-01204764-N | 1190 | 1085.9 | 55.1 | 580 | 100 | 73 | BBM India scope (Unit23) | 22543668 | 730890 | N | N
Polo | BBM Gerber Technologie GmbH Dortmund | TPMC | la construcción de edificios | steel structure | UC 152x152x23 (L=4967X164X152mm) | UC 152x152x23 (L=4967X164X152mm) | 6295 | 23MPB306 | Enclosure Diff. Enclosure | 1 | PCE | India |  |  | 010-G100704-BC0D |  |  |  | 2340 | S-2340-0019-B-23-6295-01204764-N | 1190 | 1085.9 | 120.2 | 580 | 100 | 73 | BBM India scope (Unit23) | 22543669 | 730890 | N | N
Polo | BBM Gerber Technologie GmbH Dortmund | TPMC | la construcción de edificios | steel structure | ISA 75X75X8 (L=3301x75x75mm) | ISA 75X75X8 (L=3301x75x75mm) | 6295 | 23MPB306 | Enclosure Diff. Enclosure | 4 | PCE | India |  |  | 010-G100704-BC0D |  |  |  | 2340 | S-2340-0020-B-23-6295-01204764-N | 1082 | 1020.3 | 117.6 | 522 | 100 | 56 | BBM India scope (Unit23) | 22543688 | 730890 | N | N
Polo | BBM Gerber Technologie GmbH Dortmund | TPMC | la construcción de edificios | steel structure | ISA 75X75X8 (L=2736x75x75mm) | ISA 75X75X8 (L=2736x75x75mm) | 6295 | 23MPB306 | Enclosure Diff. Enclosure | 2 | PCE | India |  |  | 010-G100704-BC0D |  |  |  | 2340 | S-2340-0020-B-23-6295-01204764-N | 1082 | 1020.3 | 48.7 | 522 | 100 | 56 | BBM India scope (Unit23) | 22543689 | 730890 | N | N
Polo | BBM Gerber Technologie GmbH Dortmund | TPMC | la construcción de edificios | steel structure | ISA 75X75X8 (L=1641x75x75mm) | ISA 75X75X8 (L=1641x75x75mm) | 6295 | 23MPB306 | Enclosure Diff. Enclosure | 4 | PCE | India |  |  | 010-G100704-BC0D |  |  |  | 2340 | S-2340-0020-B-23-6295-01204764-N | 1082 | 1020.3 | 58.4 | 522 | 100 | 56 | BBM India scope (Unit23) | 22543690 | 730890 | N | N
Polo | BBM Gerber Technologie GmbH Dortmund | TPMC | la construcción de edificios | steel structure | ISA 75X75X8 (L=2265x75x75mm) | ISA 75X75X8 (L=2265x75x75mm) | 6295 | 23MPB306 | Enclosure Diff. Enclosure | 4 | PCE | India |  |  | 010-G100704-BC0D |  |  |  | 2340 | S-2340-0020-B-23-6295-01204764-N | 1082 | 1020.3 | 82.8 | 522 | 100 | 56 | BBM India scope (Unit23) | 22543691 | 730890 | N | N
Polo | BBM Gerber Technologie GmbH Dortmund | TPMC | la construcción de edificios | steel structure | ISA 65X65X6 (L=3825x65x65mm) | ISA 65X65X6 (L=3825x65x65mm) | 6295 | 23MPB306 | Enclosure Diff. Enclosure | 4 | PCE | India |  |  | 010-G100704-BC0D |  |  |  | 2340 | S-2340-0020-B-23-6295-01204764-N | 1082 | 1020.3 | 89.2 | 522 | 100 | 56 | BBM India scope (Unit23) | 22543692 | 730890 | N | N
Polo | BBM Gerber Technologie GmbH Dortmund | TPMC | la construcción de edificios | steel structure | ISA 75X75X8 (L=1025X75X75mm) | ISA 75X75X8 (L=1025X75X75mm) | 6295 | 23MPB306 | Enclosure Diff. Enclosure | 2 | PCE | India |  |  | 010-G100704-BC0D |  |  |  | 2340 | S-2340-0020-B-23-6295-01204764-N | 1082 | 1020.3 | 18.2 | 522 | 100 | 56 | BBM India scope (Unit23) | 22543693 | 730890 | N | N
Polo | BBM Gerber Technologie GmbH Dortmund | TPMC | la construcción de edificios | steel structure | ASSEMBLED PROFILE-2/5 THK 164x86 (L=2410X164X86mm) | PERFIL MONTADO-2/5 THK 164x86 (L=2410X164X86mm) | 6295 | 23MPB306 | Enclosure Diff. Enclosure | 2 | PCE | India |  |  | 010-G100704-BC0D |  |  |  | 2340 | S-2340-0020-B-23-6295-01204764-N | 1082 | 1020.3 | 50.3 | 522 | 100 | 56 | BBM India scope (Unit23) | 22543676 | 730890 | N | N
Polo | BBM Gerber Technologie GmbH Dortmund | TPMC | la construcción de edificios | steel structure | ASSEMBLED PROFILE-2/5 THK 182x86 (L=2030X182X86mm) | PERFIL MONTADO-2/5 THK 182x86 (L=2030X182X86mm) | 6295 | 23MPB306 | Enclosure Diff. Enclosure | 1 | PCE | India |  |  | 010-G100704-BC0D |  |  |  | 2340 | S-2340-0020-B-23-6295-01204764-N | 1082 | 1020.3 | 24.1 | 522 | 100 | 56 | BBM India scope (Unit23) | 22543677 | 730890 | N | N
Polo | BBM Gerber Technologie GmbH Dortmund | TPMC | la construcción de edificios | steel structure | ASSEMBLED PROFILE-2/5 THK 182x86 (L=4090X182X86mm) | PERFIL MONTADO-2/5 THK 182x86 (L=4090X182X86mm) | 6295 | 23MPB306 | Enclosure Diff. Enclosure | 1 | PCE | India |  |  | 010-G100704-BC0D |  |  |  | 2340 | S-2340-0020-B-23-6295-01204764-N | 1082 | 1020.3 | 48.7 | 522 | 100 | 56 | BBM India scope (Unit23) | 22543678 | 730890 | N | N
Polo | BBM Gerber Technologie GmbH Dortmund | TPMC | la construcción de edificios | steel structure | ASSEMBLED PROFILE-2/5 THK 182x86 (L=2410X182X86mm) | PERFIL MONTADO-2/5 THK 182x86 (L=2410X182X86mm) | 6295 | 23MPB306 | Enclosure Diff. Enclosure | 1 | PCE | India |  |  | 010-G100704-BC0D |  |  |  | 2340 | S-2340-0020-B-23-6295-01204764-N | 1082 | 1020.3 | 28.6 | 522 | 100 | 56 | BBM India scope (Unit23) | 22543679 | 730890 | N | N
Polo | BBM Gerber Technologie GmbH Dortmund | TPMC | la construcción de edificios | steel structure | ASSEMBLED PROFILE-2/5 THK 182x86 (L=2320X182X86mm) | PERFIL MONTADO-2/5 THK 182x86 (L=2320X182X86mm) | 6295 | 23MPB306 | Enclosure Diff. Enclosure | 1 | PCE | India |  |  | 010-G100704-BC0D |  |  |  | 2340 | S-2340-0020-B-23-6295-01204764-N | 1082 | 1020.3 | 27.6 | 522 | 100 | 56 | BBM India scope (Unit23) | 22543680 | 730890 | N | N
Polo | BBM Gerber Technologie GmbH Dortmund | TPMC | la construcción de edificios | steel structure | ASSEMBLED PROFILE-2/5 THK 182x86 (L=1605X182X86mm) | PERFIL MONTADO-2/5 THK 182x86 (L=1605X182X86mm) | 6295 | 23MPB306 | Enclosure Diff. Enclosure | 1 | PCE | India |  |  | 010-G100704-BC0D |  |  |  | 2340 | S-2340-0020-B-23-6295-01204764-N | 1082 | 1020.3 | 19.1 | 522 | 100 | 56 | BBM India scope (Unit23) | 22543681 | 730890 | N | N
Polo | BBM Gerber Technologie GmbH Dortmund | TPMC | la construcción de edificios | steel structure | ASSEMBLED PROFILE-2/5 THK 182x86 (L=5150X164X86mm) | PERFIL MONTADO-2/5 THK 182x86 (L=5150X164X86mm) | 6295 | 23MPB306 | Enclosure Diff. Enclosure | 1 | PCE | India |  |  | 010-G100704-BC0D |  |  |  | 2340 | S-2340-0020-B-23-6295-01204764-N | 1082 | 1020.3 | 54.4 | 522 | 100 | 56 | BBM India scope (Unit23) | 22543682 | 730890 | N | N
Polo | BBM Gerber Technologie GmbH Dortmund | TPMC | la construcción de edificios | steel structure | ASSEMBLED PROFILE-2/5 THK 164x86 (L=2030X164X86mm) | PERFIL MONTADO-2/5 THK 164x86 (L=2030X164X86mm) | 6295 | 23MPB306 | Enclosure Diff. Enclosure | 1 | PCE | India |  |  | 010-G100704-BC0D |  |  |  | 2340 | S-2340-0020-B-23-6295-01204764-N | 1082 | 1020.3 | 21.2 | 522 | 100 | 56 | BBM India scope (Unit23) | 22543683 | 730890 | N | N
Polo | BBM Gerber Technologie GmbH Dortmund | TPMC | la construcción de edificios | steel structure | ASSEMBLED PROFILE-2/5 THK 164x86 (L=4090X164X86mm) | PERFIL MONTADO-2/5 THK 164x86 (L=4090X164X86mm) | 6295 | 23MPB306 | Enclosure Diff. Enclosure | 2 | PCE | India |  |  | 010-G100704-BC0D |  |  |  | 2340 | S-2340-0020-B-23-6295-01204764-N | 1082 | 1020.3 | 86.6 | 522 | 100 | 56 | BBM India scope (Unit23) | 22543684 | 730890 | N | N
Polo | BBM Gerber Technologie GmbH Dortmund | TPMC | la construcción de edificios | steel structure | ASSEMBLED PROFILE-2/5 THK 164x86 (L=5150X164X86mm) | PERFIL MONTADO-2/5 THK 164x86 (L=5150X164X86mm) | 6295 | 23MPB306 | Enclosure Diff. Enclosure | 1 | PCE | India |  |  | 010-G100704-BC0D |  |  |  | 2340 | S-2340-0020-B-23-6295-01204764-N | 1082 | 1020.3 | 54.4 | 522 | 100 | 56 | BBM India scope (Unit23) | 22543685 | 730890 | N | N
Polo | BBM Gerber Technologie GmbH Dortmund | TPMC | la construcción de edificios | steel structure | ASSEMBLED PROFILE-2/5 THK 164x86 (L=2030X164X86mm) | PERFIL MONTADO-2/5 THK 164x86 (L=2030X164X86mm) | 6295 | 23MPB306 | Enclosure Diff. Enclosure | 1 | PCE | India |  |  | 010-G100704-BC0D |  |  |  | 2340 | S-2340-0020-B-23-6295-01204764-N | 1082 | 1020.3 | 7.9 | 522 | 100 | 56 | BBM India scope (Unit23) | 22543686 | 730890 | N | N
Polo | BBM Gerber Technologie GmbH Dortmund | TPMC | la construcción de edificios | steel structure | ASSEMBLED PROFILE-2/5 THK 164x86 (L=4227X164X86mm) | ASSEMBLED PROFILE-2/5 THK 164x86 (L=4227X164X86mm) | 6295 | 23MPB306 | Enclosure Diff. Enclosure | 1 | PCE | India |  |  | 010-G100704-BC0D |  |  |  | 2340 | S-2340-0020-B-23-6295-01204764-N | 1082 | 1020.3 | 44.7 | 522 | 100 | 56 | BBM India scope (Unit23) | 22543687 | 730890 | N | N
Polo | BBM Gerber Technologie GmbH Dortmund | TPMC | la construcción de edificios | steel structure | ASSEMBLED PROFILE-2/5 THK 182x86 (L=2032X182X86mm) | PERFIL MONTADO-2/5 THK 182x86 (L=2032X182X86mm) | 6295 | 23MPB306 | Enclosure Diff. Enclosure | 1 | PCE | India |  |  | 010-G100704-BC0D |  |  |  | 2340 | S-2340-0020-B-23-6295-01204764-N | 1082 | 1020.3 | 24.1 | 522 | 100 | 56 | BBM India scope (Unit23) | 22543672 | 730890 | N | N
Polo | BBM Gerber Technologie GmbH Dortmund | TPMC | la construcción de edificios | steel structure | ASSEMBLED PROFILE-2/5 THK 182x86 (L=4237X182X86mm) | PERFIL MONTADO-2/5 THK 182x86 (L=4237X182X86mm) | 6295 | 23MPB306 | Enclosure Diff. Enclosure | 1 | PCE | India |  |  | 010-G100704-BC0D |  |  |  | 2340 | S-2340-0020-B-23-6295-01204764-N | 1082 | 1020.3 | 50.3 | 522 | 100 | 56 | BBM India scope (Unit23) | 22543673 | 730890 | N | N
Polo | BBM Gerber Technologie GmbH Dortmund | TPMC | la construcción de edificios | steel structure | ASSEMBLED PROFILE-2/5 THK 182x86 (L=1280X182X86mm) | PERFIL MONTADO-2/5 THK 182x86 (L=1280X182X86mm) | 6295 | 23MPB306 | Enclosure Diff. Enclosure | 1 | PCE | India |  |  | 010-G100704-BC0D |  |  |  | 2340 | S-2340-0020-B-23-6295-01204764-N | 1082 | 1020.3 | 15.1 | 522 | 100 | 56 | BBM India scope (Unit23) | 22543674 | 730890 | N | N
Polo | BBM Gerber Technologie GmbH Dortmund | TPMC | la construcción de edificios | steel structure | ASSEMBLED PROFILE-2/5 THK 182x86 (L=5150X182X86mm) | PERFIL MONTADO-2/5 THK 182x86 (L=5150X182X86mm) | 6295 | 23MPB306 | Enclosure Diff. Enclosure | 1 | PCE | India |  |  | 010-G100704-BC0D |  |  |  | 2340 | S-2340-0020-B-23-6295-01204764-N | 1082 | 1020.3 | 48.3 | 522 | 100 | 56 | BBM India scope (Unit23) | 22543675 | 730890 | N | N
Polo | BBM Gerber Technologie GmbH Dortmund | TPMC | la construcción de edificios | steel structure | ISMB150 (L=1442x225x162mm) | ISMB150 (L=1442x225x162mm) | 6295 | 23MPB306 | Enclosure Diff. Enclosure | 4 | PCE | India |  |  | 010-G100704-BC0D |  |  |  | 2340 | S-2340-0021-B-23-6295-01204764-N | 1310 | 1179.6 | 105.6 | 401 | 100 | 75 | BBM India scope (Unit23) | 22543694 | 730890 | N | N
Polo | BBM Gerber Technologie GmbH Dortmund | TPMC | la construcción de edificios | steel structure | ISMB150 (L=805x150x100mm) | ISMB150 (L=805x150x100mm) | 6295 | 23MPB306 | Enclosure Diff. Enclosure | 2 | PCE | India |  |  | 010-G100704-BC0D |  |  |  | 2340 | S-2340-0021-B-23-6295-01204764-N | 1310 | 1179.6 | 28.6 | 401 | 100 | 75 | BBM India scope (Unit23) | 22543695 | 730890 | N | N
Polo | BBM Gerber Technologie GmbH Dortmund | TPMC | la construcción de edificios | steel structure | ISMB125 (L=1442x125x100mm) | ISMB125 (L=1442x125x100mm) | 6295 | 23MPB306 | Enclosure Diff. Enclosure | 6 | PCE | India |  |  | 010-G100704-BC0D |  |  |  | 2340 | S-2340-0021-B-23-6295-01204764-N | 1310 | 1179.6 | 124.2 | 401 | 100 | 75 | BBM India scope (Unit23) | 22543696 | 730890 | N | N
Polo | BBM Gerber Technologie GmbH Dortmund | TPMC | la construcción de edificios | steel structure | ISMB125 (L=1594X125X100mm) | ISMB125 (L=1594X125X100mm) | 6295 | 23MPB306 | Enclosure Diff. Enclosure | 6 | PCE | India |  |  | 010-G100704-BC0D |  |  |  | 2340 | S-2340-0021-B-23-6295-01204764-N | 1310 | 1179.6 | 128.4 | 401 | 100 | 75 | BBM India scope (Unit23) | 22543697 | 730890 | N | N
Polo | BBM Gerber Technologie GmbH Dortmund | TPMC | la construcción de edificios | steel structure | ISMB125 (L=794x125x100mm) | ISMB125 (L=794x125x100mm) | 6295 | 23MPB306 | Enclosure Diff. Enclosure | 2 | PCE | India |  |  | 010-G100704-BC0D |  |  |  | 2340 | S-2340-0021-B-23-6295-01204764-N | 1310 | 1179.6 | 24.4 | 401 | 100 | 75 | BBM India scope (Unit23) | 22543698 | 730890 | N | N
Polo | BBM Gerber Technologie GmbH Dortmund | TPMC | la construcción de edificios | steel structure | ISMB125 (L=794x125x100mm) | ISMB125 (L=794x125x100mm) | 6295 | 23MPB306 | Enclosure Diff. Enclosure | 3 | PCE | India |  |  | 010-G100704-BC0D |  |  |  | 2340 | S-2340-0021-B-23-6295-01204764-N | 1310 | 1179.6 | 36.6 | 401 | 100 | 75 | BBM India scope (Unit23) | 22543701 | 730890 | N | N
Polo | BBM Gerber Technologie GmbH Dortmund | TPMC | la construcción de edificios | steel structure | ISMB125 (L=283X125X100mm) | ISMB125 (L=283X125X100mm) | 6295 | 23MPB306 | Enclosure Diff. Enclosure | 1 | PCE | India |  |  | 010-G100704-BC0D |  |  |  | 2340 | S-2340-0021-B-23-6295-01204764-N | 1310 | 1179.6 | 4.2 | 401 | 100 | 75 | BBM India scope (Unit23) | 22543702 | 730890 | N | N
Polo | BBM Gerber Technologie GmbH Dortmund | TPMC | la construcción de edificios | steel structure | ISMB125 (L=517X125X100mm) | ISMB125 (L=517X125X100mm) | 6295 | 23MPB306 | Enclosure Diff. Enclosure | 1 | PCE | India |  |  | 010-G100704-BC0D |  |  |  | 2340 | S-2340-0021-B-23-6295-01204764-N | 1310 | 1179.6 | 7.3 | 401 | 100 | 75 | BBM India scope (Unit23) | 22543703 | 730890 | N | N
Polo | BBM Gerber Technologie GmbH Dortmund | TPMC | la construcción de edificios | steel structure | ISMB125 (L=529X125X100mm) | ISMB125 (L=529X125X100mm) | 6295 | 23MPB306 | Enclosure Diff. Enclosure | 1 | PCE | India |  |  | 010-G100704-BC0D |  |  |  | 2340 | S-2340-0021-B-23-6295-01204764-N | 1310 | 1179.6 | 7.5 | 401 | 100 | 75 | BBM India scope (Unit23) | 22543709 | 730890 | N | N
Polo | BBM Gerber Technologie GmbH Dortmund | TPMC | la construcción de edificios | steel structure | ISMB125 (L=1249x225x100mm) | ISMB125 (L=1249x225x100mm) | 6295 | 23MPB306 | Enclosure Diff. Enclosure | 1 | PCE | India |  |  | 010-G100704-BC0D |  |  |  | 2340 | S-2340-0021-B-23-6295-01204764-N | 1310 | 1179.6 | 19.9 | 401 | 100 | 75 | BBM India scope (Unit23) | 22543699 | 730890 | N | N
Polo | BBM Gerber Technologie GmbH Dortmund | TPMC | la construcción de edificios | steel structure | ISMB125 (L=385x125x100mm) | ISMB125 (L=385x125x100mm) | 6295 | 23MPB306 | Enclosure Diff. Enclosure | 1 | PCE | India |  |  | 010-G100704-BC0D |  |  |  | 2340 | S-2340-0021-B-23-6295-01204764-N | 1310 | 1179.6 | 6.2 | 401 | 100 | 75 | BBM India scope (Unit23) | 22543700 | 730890 | N | N
Polo | BBM Gerber Technologie GmbH Dortmund | TPMC | la construcción de edificios | steel structure | ISMB125 (L=760x125x100mm) | ISMB125 (L=760x125x100mm) | 6295 | 23MPB306 | Enclosure Diff. Enclosure | 2 | PCE | India |  |  | 010-G100704-BC0D |  |  |  | 2340 | S-2340-0021-B-23-6295-01204764-N | 1310 | 1179.6 | 23.5 | 401 | 100 | 75 | BBM India scope (Unit23) | 22543704 | 730890 | N | N
Polo | BBM Gerber Technologie GmbH Dortmund | TPMC | la construcción de edificios | steel structure | ISMB125 (L=1241x225x100mm) | ISMB125 (L=1241x225x100mm) | 6295 | 23MPB306 | Enclosure Diff. Enclosure | 1 | PCE | India |  |  | 010-G100704-BC0D |  |  |  | 2340 | S-2340-0021-B-23-6295-01204764-N | 1310 | 1179.6 | 19.8 | 401 | 100 | 75 | BBM India scope (Unit23) | 22543705 | 730890 | N | N
Polo | BBM Gerber Technologie GmbH Dortmund | TPMC | la construcción de edificios | steel structure | ISMB150 (L=1442x225x162mm) | ISMB150 (L=1442x225x162mm) | 6295 | 23MPB306 | Enclosure Diff. Enclosure | 1 | PCE | India |  |  | 010-G100704-BC0D |  |  |  | 2340 | S-2340-0021-B-23-6295-01204764-N | 1310 | 1179.6 | 27.8 | 401 | 100 | 75 | BBM India scope (Unit23) | 22543706 | 730890 | N | N
Polo | BBM Gerber Technologie GmbH Dortmund | TPMC | la construcción de edificios | steel structure | ISMB150 (L=1442x225x162mm) | ISMB150 (L=1442x225x162mm) | 6295 | 23MPB306 | Enclosure Diff. Enclosure | 1 | PCE | India |  |  | 010-G100704-BC0D |  |  |  | 2340 | S-2340-0021-B-23-6295-01204764-N | 1310 | 1179.6 | 27.8 | 401 | 100 | 75 | BBM India scope (Unit23) | 22543707 | 730890 | N | N
Polo | BBM Gerber Technologie GmbH Dortmund | TPMC | la construcción de edificios | steel structure | ISMB150 (L=1122x150x100mm) | ISMB150 (L=1122x150x100mm) | 6295 | 23MPB306 | Enclosure Diff. Enclosure | 1 | PCE | India |  |  | 010-G100704-BC0D |  |  |  | 2340 | S-2340-0021-B-23-6295-01204764-N | 1310 | 1179.6 | 90 | 401 | 100 | 75 | BBM India scope (Unit23) | 22543708 | 730890 | N | N
Polo | BBM Gerber Technologie GmbH Dortmund | TPMC | la construcción de edificios | steel structure | ISMB125 (L=1249x125x100mm) | ISMB125 (L=1249x125x100mm) | 6295 | 23MPB306 | Enclosure Diff. Enclosure | 1 | PCE | India |  |  | 010-G100704-BC0D |  |  |  | 2340 | S-2340-0021-B-23-6295-01204764-N | 1310 | 1179.6 | 18.1 | 401 | 100 | 75 | BBM India scope (Unit23) | 22543751 | 730890 | N | N
Polo | BBM Gerber Technologie GmbH Dortmund | TPMC | la construcción de edificios | steel structure | L 80x55x5 THK. (L=250x80x55mm) | L 80x55x5 THK. (L=250x80x55mm) | 6295 | 23MPB306 | Enclosure Diff. Enclosure | 1 | PCE | India |  |  | 010-G100704-BC0D |  |  |  | 2340 | S-2340-0021-B-23-6295-01204764-N | 1310 | 1179.6 | 1.2 | 401 | 100 | 75 | BBM India scope (Unit23) | 22543710 | 730890 | N | N
Polo | BBM Gerber Technologie GmbH Dortmund | TPMC | la construcción de edificios | steel structure | L 80x55x5 THK. (L=1434x80x55mm) | L 80x55x5 THK. (L=1434x80x55mm) | 6295 | 23MPB306 | Enclosure Diff. Enclosure | 1 | PCE | India |  |  | 010-G100704-BC0D |  |  |  | 2340 | S-2340-0021-B-23-6295-01204764-N | 1310 | 1179.6 | 7.1 | 401 | 100 | 75 | BBM India scope (Unit23) | 22543711 | 730890 | N | N
Polo | BBM Gerber Technologie GmbH Dortmund | TPMC | la construcción de edificios | steel structure | L 80x55x5 THK. (L=3934x80x55mm) | L 80x55x5 THK. (L=3934x80x55mm) | 6295 | 23MPB306 | Enclosure Diff. Enclosure | 3 | PCE | India |  |  | 010-G100704-BC0D |  |  |  | 2340 | S-2340-0021-B-23-6295-01204764-N | 1310 | 1179.6 | 59.9 | 401 | 100 | 75 | BBM India scope (Unit23) | 22543712 | 730890 | N | N
Polo | BBM Gerber Technologie GmbH Dortmund | TPMC | la construcción de edificios | steel structure | L 80x55x5 THK. (L=2254x80x55mm) | L 80x55x5 THK. (L=2254x80x55mm) | 6295 | 23MPB306 | Enclosure Diff. Enclosure | 2 | PCE | India |  |  | 010-G100704-BC0D |  |  |  | 2340 | S-2340-0021-B-23-6295-01204764-N | 1310 | 1179.6 | 22.4 | 401 | 100 | 75 | BBM India scope (Unit23) | 22543713 | 730890 | N | N
Polo | BBM Gerber Technologie GmbH Dortmund | TPMC | la construcción de edificios | steel structure | L 80x55x5 THK. (L=3934x80x55mm) | L 80x55x5 THK. (L=3934x80x55mm) | 6295 | 23MPB306 | Enclosure Diff. Enclosure | 2 | PCE | India |  |  | 010-G100704-BC0D |  |  |  | 2340 | S-2340-0021-B-23-6295-01204764-N | 1310 | 1179.6 | 39.8 | 401 | 100 | 75 | BBM India scope (Unit23) | 22543714 | 730890 | N | N
Polo | BBM Gerber Technologie GmbH Dortmund | TPMC | la construcción de edificios | steel structure | L 80x55x5 THK. (L=950x80x55mm) | L 80x55x5 THK. (L=950x80x55mm) | 6295 | 23MPB306 | Enclosure Diff. Enclosure | 1 | PCE | India |  |  | 010-G100704-BC0D |  |  |  | 2340 | S-2340-0021-B-23-6295-01204764-N | 1310 | 1179.6 | 4.7 | 401 | 100 | 75 | BBM India scope (Unit23) | 22543715 | 730890 | N | N
Polo | BBM Gerber Technologie GmbH Dortmund | TPMC | la construcción de edificios | steel structure | L 80x55x5 THK. (L=250x80x55mm) | L 80x55x5 THK. (L=250x80x55mm) | 6295 | 23MPB306 | Enclosure Diff. Enclosure | 1 | PCE | India |  |  | 010-G100704-BC0D |  |  |  | 2340 | S-2340-0021-B-23-6295-01204764-N | 1310 | 1179.6 | 1.2 | 401 | 100 | 75 | BBM India scope (Unit23) | 22543716 | 730890 | N | N
Polo | BBM Gerber Technologie GmbH Dortmund | TPMC | la construcción de edificios | steel structure | L 80x55x5 THK. (L=1434x80x55mm) | L 80x55x5 THK. (L=1434x80x55mm) | 6295 | 23MPB306 | Enclosure Diff. Enclosure | 1 | PCE | India |  |  | 010-G100704-BC0D |  |  |  | 2340 | S-2340-0021-B-23-6295-01204764-N | 1310 | 1179.6 | 7.1 | 401 | 100 | 75 | BBM India scope (Unit23) | 22543717 | 730890 | N | N
Polo | BBM Gerber Technologie GmbH Dortmund | TPMC | la construcción de edificios | steel structure | L 80x55x5 THK. (L=950x80x55mm) | L 80x55x5 THK. (L=950x80x55mm) | 6295 | 23MPB306 | Enclosure Diff. Enclosure | 1 | PCE | India |  |  | 010-G100704-BC0D |  |  |  | 2340 | S-2340-0021-B-23-6295-01204764-N | 1310 | 1179.6 | 4.7 | 401 | 100 | 75 | BBM India scope (Unit23) | 22543718 | 730890 | N | N
Polo | BBM Gerber Technologie GmbH Dortmund | TPMC | la construcción de edificios | steel structure | ISMB125 (L=1346X350X100mm) | ISMB125 (L=1346X350X100mm) | 6295 | 23MPB306 | Enclosure Diff. Enclosure | 1 | PCE | India |  |  | 010-G100704-BC0D |  |  |  | 2340 | S-2340-0021-B-23-6295-01204764-N | 1310 | 1179.6 | 24 | 401 | 100 | 75 | BBM India scope (Unit23) | 22543726 | 730890 | N | N
Polo | BBM Gerber Technologie GmbH Dortmund | TPMC | la construcción de edificios | steel structure | ISMB125 (L=823X275X100mm) | ISMB125 (L=823X275X100mm) | 6295 | 23MPB306 | Enclosure Diff. Enclosure | 1 | PCE | India |  |  | 010-G100704-BC0D |  |  |  | 2340 | S-2340-0021-B-23-6295-01204764-N | 1310 | 1179.6 | 13.8 | 401 | 100 | 75 | BBM India scope (Unit23) | 22543727 | 730890 | N | N
Polo | BBM Gerber Technologie GmbH Dortmund | TPMC | la construcción de edificios | steel structure | ISMB125 (L=963X125X100mm) | ISMB125 (L=963X125X100mm) | 6295 | 23MPB306 | Enclosure Diff. Enclosure | 1 | PCE | India |  |  | 010-G100704-BC0D |  |  |  | 2340 | S-2340-0021-B-23-6295-01204764-N | 1310 | 1179.6 | 15.2 | 401 | 100 | 75 | BBM India scope (Unit23) | 22543728 | 730890 | N | N
Polo | BBM Gerber Technologie GmbH Dortmund | TPMC | la construcción de edificios | steel structure | C 320x60x5 THK (L=1600x320x60mm) | C 320x60x5 THK (L=1600x320x60mm) | 6295 | 23MPB306 | Enclosure Diff. Enclosure | 3 | PCE | India |  |  | 010-G100704-BC0D |  |  |  | 2340 | S-2340-0021-B-23-6295-01204764-N | 1310 | 1179.6 | 79.8 | 401 | 100 | 75 | BBM India scope (Unit23) | 22543746 | 730890 | N | N
Polo | BBM Gerber Technologie GmbH Dortmund | TPMC | la construcción de edificios | steel structure | Z 290x120x60xx5 THK (L=1000x290x175mm) | Z 290x120x60xx5 THK (L=1000x290x175mm) | 6295 | 23MPB306 | Enclosure Diff. Enclosure | 1 | PCE | India |  |  | 010-G100704-BC0D |  |  |  | 2340 | S-2340-0021-B-23-6295-01204764-N | 1310 | 1179.6 | 17.8 | 401 | 100 | 75 | BBM India scope (Unit23) | 22543747 | 730890 | N | N
Polo | BBM Gerber Technologie GmbH Dortmund | TPMC | la construcción de edificios | steel structure | Z 290x60x60xx5 THK (L=1000x290x115mm) | Z 290x60x60xx5 THK (L=1000x290x115mm) | 6295 | 23MPB306 | Enclosure Diff. Enclosure | 1 | PCE | India |  |  | 010-G100704-BC0D |  |  |  | 2340 | S-2340-0021-B-23-6295-01204764-N | 1310 | 1179.6 | 15.4 | 401 | 100 | 75 | BBM India scope (Unit23) | 22543748 | 730890 | N | N
Polo | BBM Gerber Technologie GmbH Dortmund | TPMC | la construcción de edificios | steel structure | L 112x50x5 THK (L=1000x112x50mm) | L 112x50x5 THK (L=1000x112x50mm) | 6295 | 23MPB306 | Enclosure Diff. Enclosure | 2 | PCE | India |  |  | 010-G100704-BC0D |  |  |  | 2340 | S-2340-0021-B-23-6295-01204764-N | 1310 | 1179.6 | 12 | 401 | 100 | 75 | BBM India scope (Unit23) | 22543749 | 730890 | N | N
Polo | BBM Gerber Technologie GmbH Dortmund | TPMC | la construcción de edificios | steel structure | L 102x50x5 THK (L=3853x102x50mm) | L 102x50x5 THK (L=3853x102x50mm) | 6295 | 23MPB306 | Enclosure Diff. Enclosure | 1 | PCE | India |  |  | 010-G100704-BC0D |  |  |  | 2340 | S-2340-0021-B-23-6295-01204764-N | 1310 | 1179.6 | 21.7 | 401 | 100 | 75 | BBM India scope (Unit23) | 22543750 | 730890 | N | N
Polo | BBM Gerber Technologie GmbH Dortmund | TPMC | la construcción de edificios | steel structure | C 86x52x2 THK. (L=380X86X52mm) | C 86x52x2 THK. (L=380X86X52mm) | 6295 | 23MPB306 | Enclosure Diff. Enclosure | 1 | PCE | India |  |  | 010-G100704-BC0D |  |  |  | 2340 | S-2340-0021-B-23-6295-01204764-N | 1310 | 1179.6 | 1.1 | 401 | 100 | 75 | BBM India scope (Unit23) | 22543719 | 730890 | N | N
Polo | BBM Gerber Technologie GmbH Dortmund | TPMC | la construcción de edificios | steel structure | C 86x52x2 THK. (L=3370X86X52mm) | C 86x52x2 THK. (L=3370X86X52mm) | 6295 | 23MPB306 | Enclosure Diff. Enclosure | 5 | PCE | India |  |  | 010-G100704-BC0D |  |  |  | 2340 | S-2340-0021-B-23-6295-01204764-N | 1310 | 1179.6 | 48.5 | 401 | 100 | 75 | BBM India scope (Unit23) | 22543720 | 730890 | N | N
Polo | BBM Gerber Technologie GmbH Dortmund | TPMC | la construcción de edificios | steel structure | C 86x52x2 THK. (L=1817X86X52mm) | C 86x52x2 THK. (L=1817X86X52mm) | 6295 | 23MPB306 | Enclosure Diff. Enclosure | 4 | PCE | India |  |  | 010-G100704-BC0D |  |  |  | 2340 | S-2340-0021-B-23-6295-01204764-N | 1310 | 1179.6 | 2.7 | 401 | 100 | 75 | BBM India scope (Unit23) | 22543724 | 730890 | N | N
Polo | BBM Gerber Technologie GmbH Dortmund | TPMC | la construcción de edificios | steel structure | C 86x52x2 THK. (L=1875X86X52mm) | C 86x52x2 THK. (L=1875X86X52mm) | 6295 | 23MPB306 | Enclosure Diff. Enclosure | 4 | PCE | India |  |  | 010-G100704-BC0D |  |  |  | 2340 | S-2340-0021-B-23-6295-01204764-N | 1310 | 1179.6 | 21.6 | 401 | 100 | 75 | BBM India scope (Unit23) | 22543725 | 730890 | N | N
Polo | BBM Gerber Technologie GmbH Dortmund | TPMC | la construcción de edificios | steel structure | C 86x52x2 THK. (L=137X86X52mm) | C 86x52x2 THK. (L=137X86X52mm) | 6295 | 23MPB306 | Enclosure Diff. Enclosure | 1 | PCE | India |  |  | 010-G100704-BC0D |  |  |  | 2340 | S-2340-0021-B-23-6295-01204764-N | 1310 | 1179.6 | 0.1 | 401 | 100 | 75 | BBM India scope (Unit23) | 22543729 | 730890 | N | N
Polo | BBM Gerber Technologie GmbH Dortmund | TPMC | la construcción de edificios | steel structure | C 86x52x2 THK. (L=1421X86X52mm) | C 86x52x2 THK. (L=1421X86X52mm) | 6295 | 23MPB306 | Enclosure Diff. Enclosure | 1 | PCE | India |  |  | 010-G100704-BC0D |  |  |  | 2340 | S-2340-0021-B-23-6295-01204764-N | 1310 | 1179.6 | 4.1 | 401 | 100 | 75 | BBM India scope (Unit23) | 22543730 | 730890 | N | N
Polo | BBM Gerber Technologie GmbH Dortmund | TPMC | la construcción de edificios | steel structure | C 86x52x2 THK. (L=1241x86x52mm) | C 86x52x2 THK. (L=1241x86x52mm) | 6295 | 23MPB306 | Enclosure Diff. Enclosure | 1 | PCE | India |  |  | 010-G100704-BC0D |  |  |  | 2340 | S-2340-0021-B-23-6295-01204764-N | 1310 | 1179.6 | 0.5 | 401 | 100 | 75 | BBM India scope (Unit23) | 22543731 | 730890 | N | N
Polo | BBM Gerber Technologie GmbH Dortmund | TPMC | la construcción de edificios | steel structure | C 86x52x2 THK. (L=1585x86x52mm) | C 86x52x2 THK. (L=1585x86x52mm) | 6295 | 23MPB306 | Enclosure Diff. Enclosure | 1 | PCE | India |  |  | 010-G100704-BC0D |  |  |  | 2340 | S-2340-0021-B-23-6295-01204764-N | 1310 | 1179.6 | 0.6 | 401 | 100 | 75 | BBM India scope (Unit23) | 22543732 | 730890 | N | N
Polo | BBM Gerber Technologie GmbH Dortmund | TPMC | la construcción de edificios | steel structure | C 86x52x2 THK. (L=1585x86x52mm) | C 86x52x2 THK. (L=1585x86x52mm) | 6295 | 23MPB306 | Enclosure Diff. Enclosure | 1 | PCE | India |  |  | 010-G100704-BC0D |  |  |  | 2340 | S-2340-0021-B-23-6295-01204764-N | 1310 | 1179.6 | 4.5 | 401 | 100 | 75 | BBM India scope (Unit23) | 22543733 | 730890 | N | N
Polo | BBM Gerber Technologie GmbH Dortmund | TPMC | la construcción de edificios | steel structure | C 86x52x2 THK. (L=2505x86x52mm) | C 86x52x2 THK. (L=2505x86x52mm) | 6295 | 23MPB306 | Enclosure Diff. Enclosure | 1 | PCE | India |  |  | 010-G100704-BC0D |  |  |  | 2340 | S-2340-0021-B-23-6295-01204764-N | 1310 | 1179.6 | 7 | 401 | 100 | 75 | BBM India scope (Unit23) | 22543734 | 730890 | N | N
Polo | BBM Gerber Technologie GmbH Dortmund | TPMC | la construcción de edificios | steel structure | C 86x52x2 THK. (L=1825X86X52mm) | C 86x52x2 THK. (L=1825X86X52mm) | 6295 | 23MPB306 | Enclosure Diff. Enclosure | 1 | PCE | India |  |  | 010-G100704-BC0D |  |  |  | 2340 | S-2340-0021-B-23-6295-01204764-N | 1310 | 1179.6 | 5.3 | 401 | 100 | 75 | BBM India scope (Unit23) | 22543721 | 730890 | N | N
Polo | BBM Gerber Technologie GmbH Dortmund | TPMC | la construcción de edificios | steel structure | C 86x52x2 THK. (L=357x86x52mm) | C 86x52x2 THK. (L=357x86x52mm) | 6295 | 23MPB306 | Enclosure Diff. Enclosure | 1 | PCE | India |  |  | 010-G100704-BC0D |  |  |  | 2340 | S-2340-0021-B-23-6295-01204764-N | 1310 | 1179.6 | 1 | 401 | 100 | 75 | BBM India scope (Unit23) | 22543735 | 730890 | N | N
Polo | BBM Gerber Technologie GmbH Dortmund | TPMC | la construcción de edificios | steel structure | C 86x52x2 THK. (L=1241x86x52mm) | C 86x52x2 THK. (L=1241x86x52mm) | 6295 | 23MPB306 | Enclosure Diff. Enclosure | 1 | PCE | India |  |  | 010-G100704-BC0D |  |  |  | 2340 | S-2340-0021-B-23-6295-01204764-N | 1310 | 1179.6 | 3.5 | 401 | 100 | 75 | BBM India scope (Unit23) | 22543736 | 730890 | N | N
Polo | BBM Gerber Technologie GmbH Dortmund | TPMC | la construcción de edificios | steel structure | C 86x52x2 THK. (L=2102x86x52mm) | C 86x52x2 THK. (L=2102x86x52mm) | 6295 | 23MPB306 | Enclosure Diff. Enclosure | 1 | PCE | India |  |  | 010-G100704-BC0D |  |  |  | 2340 | S-2340-0021-B-23-6295-01204764-N | 1310 | 1179.6 | 5.9 | 401 | 100 | 75 | BBM India scope (Unit23) | 22543737 | 730890 | N | N
Polo | BBM Gerber Technologie GmbH Dortmund | TPMC | la construcción de edificios | steel structure | C 86x52x2 THK. (L=1355x86x52mm) | C 86x52x2 THK. (L=1355x86x52mm) | 6295 | 23MPB306 | Enclosure Diff. Enclosure | 1 | PCE | India |  |  | 010-G100704-BC0D |  |  |  | 2340 | S-2340-0021-B-23-6295-01204764-N | 1310 | 1179.6 | 3.9 | 401 | 100 | 75 | BBM India scope (Unit23) | 22543738 | 730890 | N | N
Polo | BBM Gerber Technologie GmbH Dortmund | TPMC | la construcción de edificios | steel structure | C 86x52x2 THK. (L=350x86x52mm) | C 86x52x2 THK. (L=350x86x52mm) | 6295 | 23MPB306 | Enclosure Diff. Enclosure | 1 | PCE | India |  |  | 010-G100704-BC0D |  |  |  | 2340 | S-2340-0021-B-23-6295-01204764-N | 1310 | 1179.6 | 0.9 | 401 | 100 | 75 | BBM India scope (Unit23) | 22543739 | 730890 | N | N
Polo | BBM Gerber Technologie GmbH Dortmund | TPMC | la construcción de edificios | steel structure | C 86x52x2 THK. (L=1274x86x52mm) | C 86x52x2 THK. (L=1274x86x52mm) | 6295 | 23MPB306 | Enclosure Diff. Enclosure | 1 | PCE | India |  |  | 010-G100704-BC0D |  |  |  | 2340 | S-2340-0021-B-23-6295-01204764-N | 1310 | 1179.6 | 0.5 | 401 | 100 | 75 | BBM India scope (Unit23) | 22543740 | 730890 | N | N
Polo | BBM Gerber Technologie GmbH Dortmund | TPMC | la construcción de edificios | steel structure | C 86x52x2 THK. (L=543x86x52mm) | C 86x52x2 THK. (L=543x86x52mm) | 6295 | 23MPB306 | Enclosure Diff. Enclosure | 1 | PCE | India |  |  | 010-G100704-BC0D |  |  |  | 2340 | S-2340-0021-B-23-6295-01204764-N | 1310 | 1179.6 | 1.4 | 401 | 100 | 75 | BBM India scope (Unit23) | 22543741 | 730890 | N | N
Polo | BBM Gerber Technologie GmbH Dortmund | TPMC | la construcción de edificios | steel structure | C 86x52x2 THK. (L=1565x86x52mm) | C 86x52x2 THK. (L=1565x86x52mm) | 6295 | 23MPB306 | Enclosure Diff. Enclosure | 1 | PCE | India |  |  | 010-G100704-BC0D |  |  |  | 2340 | S-2340-0021-B-23-6295-01204764-N | 1310 | 1179.6 | 4.5 | 401 | 100 | 75 | BBM India scope (Unit23) | 22543742 | 730890 | N | N
Polo | BBM Gerber Technologie GmbH Dortmund | TPMC | la construcción de edificios | steel structure | C 86x52x2 THK. (L=1898x86x52mm) | C 86x52x2 THK. (L=1898x86x52mm) | 6295 | 23MPB306 | Enclosure Diff. Enclosure | 1 | PCE | India |  |  | 010-G100704-BC0D |  |  |  | 2340 | S-2340-0021-B-23-6295-01204764-N | 1310 | 1179.6 | 5.5 | 401 | 100 | 75 | BBM India scope (Unit23) | 22543743 | 730890 | N | N
Polo | BBM Gerber Technologie GmbH Dortmund | TPMC | la construcción de edificios | steel structure | C 86x52x2 THK. (L=945x86x52mm) | C 86x52x2 THK. (L=945x86x52mm) | 6295 | 23MPB306 | Enclosure Diff. Enclosure | 1 | PCE | India |  |  | 010-G100704-BC0D |  |  |  | 2340 | S-2340-0021-B-23-6295-01204764-N | 1310 | 1179.6 | 0.3 | 401 | 100 | 75 | BBM India scope (Unit23) | 22543744 | 730890 | N | N
Polo | BBM Gerber Technologie GmbH Dortmund | TPMC | la construcción de edificios | steel structure | C 86x52x2 THK. (L=670X86X52mm) | C 86x52x2 THK. (L=670X86X52mm) | 6295 | 23MPB306 | Enclosure Diff. Enclosure | 1 | PCE | India |  |  | 010-G100704-BC0D |  |  |  | 2340 | S-2340-0021-B-23-6295-01204764-N | 1310 | 1179.6 | 1.9 | 401 | 100 | 75 | BBM India scope (Unit23) | 22543722 | 730890 | N | N
Polo | BBM Gerber Technologie GmbH Dortmund | TPMC | la construcción de edificios | steel structure | C 86x52x2 THK. (L=658x86x52mm) | C 86x52x2 THK. (L=658x86x52mm) | 6295 | 23MPB306 | Enclosure Diff. Enclosure | 1 | PCE | India |  |  | 010-G100704-BC0D |  |  |  | 2340 | S-2340-0021-B-23-6295-01204764-N | 1310 | 1179.6 | 1.7 | 401 | 100 | 75 | BBM India scope (Unit23) | 22543745 | 730890 | N | N
Polo | BBM Gerber Technologie GmbH Dortmund | TPMC | la construcción de edificios | steel structure | C 86x52x2 THK. (L=1710X86X52mm) | C 86x52x2 THK. (L=1710X86X52mm) | 6295 | 23MPB306 | Enclosure Diff. Enclosure | 1 | PCE | India |  |  | 010-G100704-BC0D |  |  |  | 2340 | S-2340-0021-B-23-6295-01204764-N | 1310 | 1179.6 | 4.9 | 401 | 100 | 75 | BBM India scope (Unit23) | 22543723 | 730890 | N | N
Polo | BBM Gerber Technologie GmbH Dortmund | TPMC | barandilla | railings | PIPE 32NB-ISA65x65x6 (L=1640X1142X71 x B=0 x H=0mm) |  | 6295 | 23MPB306 | Enclosure Diff. Enclosure | 6 | PCE | India |  | - | 010-G100704-BC0D |  |  |  | 2340 | S-2340-0022-B-23-6295-01204764-N | 1210 | 929.5 | 150.6 | 301 | 127 | 127 | BBM India scope (Unit23) | 22543752 | 730890 | N | N
Polo | BBM Gerber Technologie GmbH Dortmund | TPMC | barandilla | railings | PIPE 32NB-ISA65x65x6 (L=1142X450X71 x B=0 x H=0mm) |  | 6295 | 23MPB306 | Enclosure Diff. Enclosure | 1 | PCE | India |  | - | 010-G100704-BC0D |  |  |  | 2340 | S-2340-0022-B-23-6295-01204764-N | 1210 | 929.5 | 12.8 | 301 | 127 | 127 | BBM India scope (Unit23) | 22543764 | 730890 | N | N
Polo | BBM Gerber Technologie GmbH Dortmund | TPMC | barandilla | railings | PIPE 32NB-ISA65x65x6 (L=1142x750x71 x B=0 x H=0mm) |  | 6295 | 23MPB306 | Enclosure Diff. Enclosure | 1 | PCE | India |  | - | 010-G100704-BC0D |  |  |  | 2340 | S-2340-0022-B-23-6295-01204764-N | 1210 | 929.5 | 22.7 | 301 | 127 | 127 | BBM India scope (Unit23) | 22543765 | 730890 | N | N
Polo | BBM Gerber Technologie GmbH Dortmund | TPMC | barandilla | railings | PIPE 32NB-ISA65x65x6 (L=1630x1142x71 x B=0 x H=0mm) |  | 6295 | 23MPB306 | Enclosure Diff. Enclosure | 3 | PCE | India |  | - | 010-G100704-BC0D |  |  |  | 2340 | S-2340-0022-B-23-6295-01204764-N | 1210 | 929.5 | 105.6 | 301 | 127 | 127 | BBM India scope (Unit23) | 22543766 | 730890 | N | N
Polo | BBM Gerber Technologie GmbH Dortmund | TPMC | barandilla | railings | PIPE 32NB-ISA65x65x6 (L=1355x1142x71 x B=0 x H=0mm) |  | 6295 | 23MPB306 | Enclosure Diff. Enclosure | 1 | PCE | India |  | - | 010-G100704-BC0D |  |  |  | 2340 | S-2340-0022-B-23-6295-01204764-N | 1210 | 929.5 | 30.7 | 301 | 127 | 127 | BBM India scope (Unit23) | 22543767 | 730890 | N | N
Polo | BBM Gerber Technologie GmbH Dortmund | TPMC | barandilla | railings | PIPE 32NB-ISA65x65x6 (L=1898x1132x71 x B=0 x H=0mm) |  | 6295 | 23MPB306 | Enclosure Diff. Enclosure | 1 | PCE | India |  | - | 010-G100704-BC0D |  |  |  | 2340 | S-2340-0022-B-23-6295-01204764-N | 1210 | 929.5 | 44.9 | 301 | 127 | 127 | BBM India scope (Unit23) | 22543768 | 730890 | N | N
Polo | BBM Gerber Technologie GmbH Dortmund | TPMC | barandilla | railings | PIPE 32NB-ISA65x65x6 (L=1132x1007x71 x B=0 x H=0mm) |  | 6295 | 23MPB306 | Enclosure Diff. Enclosure | 1 | PCE | India |  | - | 010-G100704-BC0D |  |  |  | 2340 | S-2340-0022-B-23-6295-01204764-N | 1210 | 929.5 | 27.5 | 301 | 127 | 127 | BBM India scope (Unit23) | 22543769 | 730890 | N | N
Polo | BBM Gerber Technologie GmbH Dortmund | TPMC | barandilla | railings | PIPE 32NB-ISA65x65x6 (L=1132x494x442 x B=0 x H=0mm) |  | 6295 | 23MPB306 | Enclosure Diff. Enclosure | 1 | PCE | India |  | - | 010-G100704-BC0D |  |  |  | 2340 | S-2340-0022-B-23-6295-01204764-N | 1210 | 929.5 | 20.5 | 301 | 127 | 127 | BBM India scope (Unit23) | 22543770 | 730890 | N | N
Polo | BBM Gerber Technologie GmbH Dortmund | TPMC | barandilla | railings | PIPE 32NB-ISA65x65x6 (L=1775x1132x239 x B=0 x H=0mm) |  | 6295 | 23MPB306 | Enclosure Diff. Enclosure | 1 | PCE | India |  | - | 010-G100704-BC0D |  |  |  | 2340 | S-2340-0022-B-23-6295-01204764-N | 1210 | 929.5 | 43.4 | 301 | 127 | 127 | BBM India scope (Unit23) | 22543771 | 730890 | N | N
Polo | BBM Gerber Technologie GmbH Dortmund | TPMC | barandilla | railings | PIPE 32NB-ISA65x65x6 (L=1132x446x587 x B=0 x H=0mm) |  | 6295 | 23MPB306 | Enclosure Diff. Enclosure | 1 | PCE | India |  | - | 010-G100704-BC0D |  |  |  | 2340 | S-2340-0022-B-23-6295-01204764-N | 1210 | 929.5 | 21.1 | 301 | 127 | 127 | BBM India scope (Unit23) | 22543772 | 730890 | N | N
Polo | BBM Gerber Technologie GmbH Dortmund | TPMC | barandilla | railings | PIPE 32NB-ISA65x65x6 (L=1132X372X71mm) |  | 6295 | 23MPB306 | Enclosure Diff. Enclosure | 1 | PCE | India |  | - | 010-G100704-BC0D |  |  |  | 2340 | S-2340-0022-B-23-6295-01204764-N | 1210 | 929.5 | 13.7 | 301 | 127 | 127 | BBM India scope (Unit23) | 22543773 | 730890 | N | N
Polo | BBM Gerber Technologie GmbH Dortmund | TPMC | barandilla | railings | PIPE 32NB-ISA65x65x6 (L=1465X1142X71 x B=0 x H=0mm) |  | 6295 | 23MPB306 | Enclosure Diff. Enclosure | 2 | PCE | India |  | - | 010-G100704-BC0D |  |  |  | 2340 | S-2340-0022-B-23-6295-01204764-N | 1210 | 929.5 | 50.2 | 301 | 127 | 127 | BBM India scope (Unit23) | 22543753 | 730890 | N | N
Polo | BBM Gerber Technologie GmbH Dortmund | TPMC | barandilla | railings | PIPE 32NB-ISA65x65x6 (L=1142X780X71 x B=0 x H=0mm) |  | 6295 | 23MPB306 | Enclosure Diff. Enclosure | 1 | PCE | India |  | - | 010-G100704-BC0D |  |  |  | 2340 | S-2340-0022-B-23-6295-01204764-N | 1210 | 929.5 | 18.3 | 301 | 127 | 127 | BBM India scope (Unit23) | 22543754 | 730890 | N | N
Polo | BBM Gerber Technologie GmbH Dortmund | TPMC | barandilla | railings | PIPE 32NB-ISA65x65x6 (L=1142X450X71mm) |  | 6295 | 23MPB306 | Enclosure Diff. Enclosure | 1 | PCE | India |  | - | 010-G100704-BC0D |  |  |  | 2340 | S-2340-0022-B-23-6295-01204764-N | 1210 | 929.5 | 12.8 | 301 | 127 | 127 | BBM India scope (Unit23) | 22543774 | 730890 | N | N
Polo | BBM Gerber Technologie GmbH Dortmund | TPMC | barandilla | railings | PIPE 32NB-ISA65x65x6 (L=1142X385X71 x B=0 x H=0mm) |  | 6295 | 23MPB306 | Enclosure Diff. Enclosure | 1 | PCE | India |  | - | 010-G100704-BC0D |  |  |  | 2340 | S-2340-0022-B-23-6295-01204764-N | 1210 | 929.5 | 11.9 | 301 | 127 | 127 | BBM India scope (Unit23) | 22543755 | 730890 | N | N
Polo | BBM Gerber Technologie GmbH Dortmund | TPMC | barandilla | railings | PIPE 32NB-ISA65x65x6 (L=2375X1142X71 x B=0 x H=0mm) |  | 6295 | 23MPB306 | Enclosure Diff. Enclosure | 1 | PCE | India |  | - | 010-G100704-BC0D |  |  |  | 2340 | S-2340-0022-B-23-6295-01204764-N | 1210 | 929.5 | 51.2 | 301 | 127 | 127 | BBM India scope (Unit23) | 22543756 | 730890 | N | N
Polo | BBM Gerber Technologie GmbH Dortmund | TPMC | barandilla | railings | PIPE 32NB-ISA65x65x6 (L=2355X1142X71 x B=0 x H=0mm) |  | 6295 | 23MPB306 | Enclosure Diff. Enclosure | 1 | PCE | India |  | - | 010-G100704-BC0D |  |  |  | 2340 | S-2340-0022-B-23-6295-01204764-N | 1210 | 929.5 | 51 | 301 | 127 | 127 | BBM India scope (Unit23) | 22543757 | 730890 | N | N
Polo | BBM Gerber Technologie GmbH Dortmund | TPMC | barandilla | railings | PIPE 32NB-ISA65x65x6 (L=1142X385X71 x B=0 x H=0mm) |  | 6295 | 23MPB306 | Enclosure Diff. Enclosure | 1 | PCE | India |  | - | 010-G100704-BC0D |  |  |  | 2340 | S-2340-0022-B-23-6295-01204764-N | 1210 | 929.5 | 11.8 | 301 | 127 | 127 | BBM India scope (Unit23) | 22543758 | 730890 | N | N
Polo | BBM Gerber Technologie GmbH Dortmund | TPMC | barandilla | railings | PIPE 32NB-ISA65x65x6 (L=2828x1142x71 x B=0 x H=0mm) |  | 6295 | 23MPB306 | Enclosure Diff. Enclosure | 1 | PCE | India |  | - | 010-G100704-BC0D |  |  |  | 2340 | S-2340-0022-B-23-6295-01204764-N | 1210 | 929.5 | 56.9 | 301 | 127 | 127 | BBM India scope (Unit23) | 22543759 | 730890 | N | N
Polo | BBM Gerber Technologie GmbH Dortmund | TPMC | barandilla | railings | PIPE 32NB-ISA65x65x6 (L=2845x1142x71 x B=0 x H=0mm) |  | 6295 | 23MPB306 | Enclosure Diff. Enclosure | 1 | PCE | India |  | - | 010-G100704-BC0D |  |  |  | 2340 | S-2340-0022-B-23-6295-01204764-N | 1210 | 929.5 | 57.1 | 301 | 127 | 127 | BBM India scope (Unit23) | 22543760 | 730890 | N | N
Polo | BBM Gerber Technologie GmbH Dortmund | TPMC | barandilla | railings | PIPE 32NB-ISA65x65x6 (L=1142x465x71 x B=0 x H=0mm) |  | 6295 | 23MPB306 | Enclosure Diff. Enclosure | 1 | PCE | India |  | - | 010-G100704-BC0D |  |  |  | 2340 | S-2340-0022-B-23-6295-01204764-N | 1210 | 929.5 | 10.1 | 301 | 127 | 127 | BBM India scope (Unit23) | 22543761 | 730890 | N | N
Polo | BBM Gerber Technologie GmbH Dortmund | TPMC | barandilla | railings | PIPE 32NB-ISA65x65x6 (L=1558x1142x71 x B=0 x H=0mm) |  | 6295 | 23MPB306 | Enclosure Diff. Enclosure | 2 | PCE | India |  | - | 010-G100704-BC0D |  |  |  | 2340 | S-2340-0022-B-23-6295-01204764-N | 1210 | 929.5 | 67.8 | 301 | 127 | 127 | BBM India scope (Unit23) | 22543762 | 730890 | N | N
Polo | BBM Gerber Technologie GmbH Dortmund | TPMC | barandilla | railings | PIPE 32NB-ISA65x65x6 (L=1142x460x71 x B=0 x H=0mm) |  | 6295 | 23MPB306 | Enclosure Diff. Enclosure | 1 | PCE | India |  | - | 010-G100704-BC0D |  |  |  | 2340 | S-2340-0022-B-23-6295-01204764-N | 1210 | 929.5 | 12.9 | 301 | 127 | 127 | BBM India scope (Unit23) | 22543763 | 730890 | N | N
Polo | BBM Gerber Technologie GmbH Dortmund | TPMC | barandilla | railings | TOP HANDRAIL - THR |  | 6295 | 23MPB306 | Enclosure Diff. Enclosure | 2 | PCE | India |  | - | 240-G100704-BA0D, BB0D |  |  |  | 2340 | S-2340-0022-B-23-6295-01204764-N | 1210 | 929.5 | 24 | 301 | 127 | 127 | BBM India scope (Unit23) | 22543775 | 730890 | N | N
Polo | BBM Gerber Technologie GmbH Dortmund | TPMC | REJILLA | gratings | GRATING 977x1459x40 | REJILLA 977x1459x40 | 6295 | 23MPB306 | Enclosure Diff. Enclosure | 1 | PCE | India |  |  | 010-G100704-BC0D |  |  |  | 2340 | S-2340-0023-B-23-6295-01204764-N | 2169 | 1883.7 | 57 | 226 | 133 | 150 | BBM India scope (Unit23) | 22543776 | 730890 | N | N
Polo | BBM Gerber Technologie GmbH Dortmund | TPMC | REJILLA | gratings | GRATING 614x1463x40 | REJILLA 614x1463x40 | 6295 | 23MPB306 | Enclosure Diff. Enclosure | 1 | PCE | India |  |  | 010-G100704-BC0D |  |  |  | 2340 | S-2340-0023-B-23-6295-01204764-N | 2169 | 1883.7 | 43.7 | 226 | 133 | 150 | BBM India scope (Unit23) | 22543785 | 730890 | N | N
Polo | BBM Gerber Technologie GmbH Dortmund | TPMC | REJILLA | gratings | GRATING 922x880x40 | REJILLA 922x880x40 | 6295 | 23MPB306 | Enclosure Diff. Enclosure | 1 | PCE | India |  |  | 010-G100704-BC0D |  |  |  | 2340 | S-2340-0023-B-23-6295-01204764-N | 2169 | 1883.7 | 39.6 | 226 | 133 | 150 | BBM India scope (Unit23) | 22543786 | 730890 | N | N
Polo | BBM Gerber Technologie GmbH Dortmund | TPMC | REJILLA | gratings | GRATING 970x1100x40 | REJILLA 970x1100x40 | 6295 | 23MPB306 | Enclosure Diff. Enclosure | 1 | PCE | India |  |  | 010-G100704-BC0D |  |  |  | 2340 | S-2340-0023-B-23-6295-01204764-N | 2169 | 1883.7 | 50 | 226 | 133 | 150 | BBM India scope (Unit23) | 22543787 | 730890 | N | N
Polo | BBM Gerber Technologie GmbH Dortmund | TPMC | REJILLA | gratings | GRATING 970x1275x40 | REJILLA 970x1275x40 | 6295 | 23MPB306 | Enclosure Diff. Enclosure | 1 | PCE | India |  |  | 010-G100704-BC0D |  |  |  | 2340 | S-2340-0023-B-23-6295-01204764-N | 2169 | 1883.7 | 58.8 | 226 | 133 | 150 | BBM India scope (Unit23) | 22543788 | 730890 | N | N
Polo | BBM Gerber Technologie GmbH Dortmund | TPMC | REJILLA | gratings | GRATING 970x1000x40 | REJILLA 970x1000x40 | 6295 | 23MPB306 | Enclosure Diff. Enclosure | 1 | PCE | India |  |  | 010-G100704-BC0D |  |  |  | 2340 | S-2340-0023-B-23-6295-01204764-N | 2169 | 1883.7 | 38.8 | 226 | 133 | 150 | BBM India scope (Unit23) | 22543789 | 730890 | N | N
Polo | BBM Gerber Technologie GmbH Dortmund | TPMC | REJILLA | gratings | GRATING 570x1170x40 | REJILLA 570x1170x40 | 6295 | 23MPB306 | Enclosure Diff. Enclosure | 1 | PCE | India |  |  | 010-G100704-BC0D |  |  |  | 2340 | S-2340-0023-B-23-6295-01204764-N | 2169 | 1883.7 | 26.7 | 226 | 133 | 150 | BBM India scope (Unit23) | 22543790 | 730890 | N | N
Polo | BBM Gerber Technologie GmbH Dortmund | TPMC | REJILLA | gratings | GRATING 570x1170x40 | REJILLA 570x1170x40 | 6295 | 23MPB306 | Enclosure Diff. Enclosure | 1 | PCE | India |  |  | 010-G100704-BC0D |  |  |  | 2340 | S-2340-0023-B-23-6295-01204764-N | 2169 | 1883.7 | 26.7 | 226 | 133 | 150 | BBM India scope (Unit23) | 22543791 | 730890 | N | N
Polo | BBM Gerber Technologie GmbH Dortmund | TPMC | REJILLA | gratings | GRATING 970x1500x40 | REJILLA 970x1500x40 | 6295 | 23MPB306 | Enclosure Diff. Enclosure | 1 | PCE | India |  |  | 010-G100704-BC0D |  |  |  | 2340 | S-2340-0023-B-23-6295-01204764-N | 2169 | 1883.7 | 58.2 | 226 | 133 | 150 | BBM India scope (Unit23) | 22543792 | 730890 | N | N
Polo | BBM Gerber Technologie GmbH Dortmund | TPMC | REJILLA | gratings | GRATING 970x1196x40 | REJILLA 970x1196x40 | 6295 | 23MPB306 | Enclosure Diff. Enclosure | 1 | PCE | India |  |  | 010-G100704-BC0D |  |  |  | 2340 | S-2340-0023-B-23-6295-01204764-N | 2169 | 1883.7 | 51.4 | 226 | 133 | 150 | BBM India scope (Unit23) | 22543793 | 730890 | N | N
Polo | BBM Gerber Technologie GmbH Dortmund | TPMC | REJILLA | gratings | GRATING 1800x221x40 | REJILLA 1800x221x40 | 6295 | 23MPB306 | Enclosure Diff. Enclosure | 1 | PCE | India |  |  | 010-G100704-BC0D |  |  |  | 2340 | S-2340-0023-B-23-6295-01204764-N | 2169 | 1883.7 | 28.9 | 226 | 133 | 150 | BBM India scope (Unit23) | 22543794 | 730890 | N | N
Polo | BBM Gerber Technologie GmbH Dortmund | TPMC | REJILLA | gratings | GRATING 902x1000x40 | REJILLA 902x1000x40 | 6295 | 23MPB306 | Enclosure Diff. Enclosure | 2 | PCE | India |  |  | 010-G100704-BC0D |  |  |  | 2340 | S-2340-0023-B-23-6295-01204764-N | 2169 | 1883.7 | 144.3 | 226 | 133 | 150 | BBM India scope (Unit23) | 22543777 | 730890 | N | N
Polo | BBM Gerber Technologie GmbH Dortmund | TPMC | REJILLA | gratings | GRATING 970x1000x40 | REJILLA 970x1000x40 | 6295 | 23MPB306 | Enclosure Diff. Enclosure | 1 | PCE | India |  |  | 010-G100704-BC0D |  |  |  | 2340 | S-2340-0023-B-23-6295-01204764-N | 2169 | 1883.7 | 44 | 226 | 133 | 150 | BBM India scope (Unit23) | 22543795 | 730890 | N | N
Polo | BBM Gerber Technologie GmbH Dortmund | TPMC | REJILLA | gratings | GRATING 970x911x40 | REJILLA 970x911x40 | 6295 | 23MPB306 | Enclosure Diff. Enclosure | 1 | PCE | India |  |  | 010-G100704-BC0D |  |  |  | 2340 | S-2340-0023-B-23-6295-01204764-N | 2169 | 1883.7 | 35.3 | 226 | 133 | 150 | BBM India scope (Unit23) | 22543796 | 730890 | N | N
Polo | BBM Gerber Technologie GmbH Dortmund | TPMC | REJILLA | gratings | GRATING 1450x866x40 | REJILLA 1450x866x40 | 6295 | 23MPB306 | Enclosure Diff. Enclosure | 1 | PCE | India |  |  | 010-G100704-BC0D |  |  |  | 2340 | S-2340-0023-B-23-6295-01204764-N | 2169 | 1883.7 | 38.2 | 226 | 133 | 150 | BBM India scope (Unit23) | 22543797 | 730890 | N | N
Polo | BBM Gerber Technologie GmbH Dortmund | TPMC | REJILLA | gratings | GRATING 1450x1194x40 | REJILLA 1450x1194x40 | 6295 | 23MPB306 | Enclosure Diff. Enclosure | 1 | PCE | India |  |  | 010-G100704-BC0D |  |  |  | 2340 | S-2340-0023-B-23-6295-01204764-N | 2169 | 1883.7 | 38.2 | 226 | 133 | 150 | BBM India scope (Unit23) | 22543798 | 730890 | N | N
Polo | BBM Gerber Technologie GmbH Dortmund | TPMC | REJILLA | gratings | GRATING 900x1000x40 | REJILLA 900x1000x40 | 6295 | 23MPB306 | Enclosure Diff. Enclosure | 1 | PCE | India |  |  | 010-G100704-BC0D |  |  |  | 2340 | S-2340-0023-B-23-6295-01204764-N | 2169 | 1883.7 | 41.3 | 226 | 133 | 150 | BBM India scope (Unit23) | 22543799 | 730890 | N | N
Polo | BBM Gerber Technologie GmbH Dortmund | TPMC | REJILLA | gratings | GRATING 1067x940x40 | REJILLA 1067x940x40 | 6295 | 23MPB306 | Enclosure Diff. Enclosure | 1 | PCE | India |  |  | 010-G100704-BC0D |  |  |  | 2340 | S-2340-0023-B-23-6295-01204764-N | 2169 | 1883.7 | 38.2 | 226 | 133 | 150 | BBM India scope (Unit23) | 22543800 | 730890 | N | N
Polo | BBM Gerber Technologie GmbH Dortmund | TPMC | REJILLA | gratings | GRATING 955x1000x40 | REJILLA 955x1000x40 | 6295 | 23MPB306 | Enclosure Diff. Enclosure | 1 | PCE | India |  |  | 010-G100704-BC0D |  |  |  | 2340 | S-2340-0023-B-23-6295-01204764-N | 2169 | 1883.7 | 48.8 | 226 | 133 | 150 | BBM India scope (Unit23) | 22543801 | 730890 | N | N
Polo | BBM Gerber Technologie GmbH Dortmund | TPMC | REJILLA | gratings | GRATING 955x1000x40 | REJILLA 955x1000x40 | 6295 | 23MPB306 | Enclosure Diff. Enclosure | 3 | PCE | India |  |  | 010-G100704-BC0D |  |  |  | 2340 | S-2340-0023-B-23-6295-01204764-N | 2169 | 1883.7 | 132.9 | 226 | 133 | 150 | BBM India scope (Unit23) | 22543802 | 730890 | N | N
Polo | BBM Gerber Technologie GmbH Dortmund | TPMC | REJILLA | gratings | GRATING 955x1082x40 | REJILLA 955x1082x40 | 6295 | 23MPB306 | Enclosure Diff. Enclosure | 1 | PCE | India |  |  | 010-G100704-BC0D |  |  |  | 2340 | S-2340-0023-B-23-6295-01204764-N | 2169 | 1883.7 | 39.6 | 226 | 133 | 150 | BBM India scope (Unit23) | 22543803 | 730890 | N | N
Polo | BBM Gerber Technologie GmbH Dortmund | TPMC | REJILLA | gratings | GRATING 955x1000x40 | REJILLA 955x1000x40 | 6295 | 23MPB306 | Enclosure Diff. Enclosure | 1 | PCE | India |  |  | 010-G100704-BC0D |  |  |  | 2340 | S-2340-0023-B-23-6295-01204764-N | 2169 | 1883.7 | 49.4 | 226 | 133 | 150 | BBM India scope (Unit23) | 22543804 | 730890 | N | N
Polo | BBM Gerber Technologie GmbH Dortmund | TPMC | REJILLA | gratings | GRATING 902x798x40 | REJILLA 902x798x40 | 6295 | 23MPB306 | Enclosure Diff. Enclosure | 1 | PCE | India |  |  | 010-G100704-BC0D |  |  |  | 2340 | S-2340-0023-B-23-6295-01204764-N | 2169 | 1883.7 | 28.8 | 226 | 133 | 150 | BBM India scope (Unit23) | 22543778 | 730890 | N | N
Polo | BBM Gerber Technologie GmbH Dortmund | TPMC | REJILLA | gratings | GRATING 955x1102x40 | REJILLA 955x1102x40 | 6295 | 23MPB306 | Enclosure Diff. Enclosure | 1 | PCE | India |  |  | 010-G100704-BC0D |  |  |  | 2340 | S-2340-0023-B-23-6295-01204764-N | 2169 | 1883.7 | 50.3 | 226 | 133 | 150 | BBM India scope (Unit23) | 22543805 | 730890 | N | N
Polo | BBM Gerber Technologie GmbH Dortmund | TPMC | REJILLA | gratings | GRATING 904x1025x40 | REJILLA 904x1025x40 | 6295 | 23MPB306 | Enclosure Diff. Enclosure | 1 | PCE | India |  |  | 010-G100704-BC0D |  |  |  | 2340 | S-2340-0023-B-23-6295-01204764-N | 2169 | 1883.7 | 36.3 | 226 | 133 | 150 | BBM India scope (Unit23) | 22543806 | 730890 | N | N
Polo | BBM Gerber Technologie GmbH Dortmund | TPMC | REJILLA | gratings | GRATING 904x1000x40 | REJILLA 904x1000x40 | 6295 | 23MPB306 | Enclosure Diff. Enclosure | 1 | PCE | India |  |  | 010-G100704-BC0D |  |  |  | 2340 | S-2340-0023-B-23-6295-01204764-N | 2169 | 1883.7 | 35.4 | 226 | 133 | 150 | BBM India scope (Unit23) | 22543807 | 730890 | N | N
Polo | BBM Gerber Technologie GmbH Dortmund | TPMC | REJILLA | gratings | GRATING 1227x1000x40 | REJILLA 1227x1000x40 | 6295 | 23MPB306 | Enclosure Diff. Enclosure | 2 | PCE | India |  |  | 010-G100704-BC0D |  |  |  | 2340 | S-2340-0023-B-23-6295-01204764-N | 2169 | 1883.7 | 76.3 | 226 | 133 | 150 | BBM India scope (Unit23) | 22543808 | 730890 | N | N
Polo | BBM Gerber Technologie GmbH Dortmund | TPMC | REJILLA | gratings | GRATING 1227x1025x40 | REJILLA 1227x1025x40 | 6295 | 23MPB306 | Enclosure Diff. Enclosure | 2 | PCE | India |  |  | 010-G100704-BC0D |  |  |  | 2340 | S-2340-0023-B-23-6295-01204764-N | 2169 | 1883.7 | 99.8 | 226 | 133 | 150 | BBM India scope (Unit23) | 22543809 | 730890 | N | N
Polo | BBM Gerber Technologie GmbH Dortmund | TPMC | REJILLA | gratings | GRATING 885x1025x40 | REJILLA 885x1025x40 | 6295 | 23MPB306 | Enclosure Diff. Enclosure | 1 | PCE | India |  |  | 010-G100704-BC0D |  |  |  | 2340 | S-2340-0023-B-23-6295-01204764-N | 2169 | 1883.7 | 69.3 | 226 | 133 | 150 | BBM India scope (Unit23) | 22543810 | 730890 | N | N
Polo | BBM Gerber Technologie GmbH Dortmund | TPMC | REJILLA | gratings | GRATING 885x1000x40 | REJILLA 885x1000x40 | 6295 | 23MPB306 | Enclosure Diff. Enclosure | 1 | PCE | India |  |  | 010-G100704-BC0D |  |  |  | 2340 | S-2340-0023-B-23-6295-01204764-N | 2169 | 1883.7 | 36 | 226 | 133 | 150 | BBM India scope (Unit23) | 22543811 | 730890 | N | N
Polo | BBM Gerber Technologie GmbH Dortmund | TPMC | REJILLA | gratings | GRATING 412x1459x40 | REJILLA 412x1459x40 | 6295 | 23MPB306 | Enclosure Diff. Enclosure | 1 | PCE | India |  |  | 010-G100704-BC0D |  |  |  | 2340 | S-2340-0023-B-23-6295-01204764-N | 2169 | 1883.7 | 40.1 | 226 | 133 | 150 | BBM India scope (Unit23) | 22543812 | 730890 | N | N
Polo | BBM Gerber Technologie GmbH Dortmund | TPMC | REJILLA | gratings | GRATING 437x1170x40 | REJILLA 437x1170x40 | 6295 | 23MPB306 | Enclosure Diff. Enclosure | 1 | PCE | India |  |  | 010-G100704-BC0D |  |  |  | 2340 | S-2340-0023-B-23-6295-01204764-N | 2169 | 1883.7 | 20.5 | 226 | 133 | 150 | BBM India scope (Unit23) | 22543779 | 730890 | N | N
Polo | BBM Gerber Technologie GmbH Dortmund | TPMC | REJILLA | gratings | GRATING 437x1170x40 | REJILLA 437x1170x40 | 6295 | 23MPB306 | Enclosure Diff. Enclosure | 1 | PCE | India |  |  | 010-G100704-BC0D |  |  |  | 2340 | S-2340-0023-B-23-6295-01204764-N | 2169 | 1883.7 | 20.5 | 226 | 133 | 150 | BBM India scope (Unit23) | 22543780 | 730890 | N | N
Polo | BBM Gerber Technologie GmbH Dortmund | TPMC | REJILLA | gratings | GRATING 940x1396x40 | REJILLA 940x1396x40 | 6295 | 23MPB306 | Enclosure Diff. Enclosure | 1 | PCE | India |  |  | 010-G100704-BC0D |  |  |  | 2340 | S-2340-0023-B-23-6295-01204764-N | 2169 | 1883.7 | 52.5 | 226 | 133 | 150 | BBM India scope (Unit23) | 22543781 | 730890 | N | N
Polo | BBM Gerber Technologie GmbH Dortmund | TPMC | REJILLA | gratings | GRATING 940x1000x40 | REJILLA 940x1000x40 | 6295 | 23MPB306 | Enclosure Diff. Enclosure | 3 | PCE | India |  |  | 010-G100704-BC0D |  |  |  | 2340 | S-2340-0023-B-23-6295-01204764-N | 2169 | 1883.7 | 112.8 | 226 | 133 | 150 | BBM India scope (Unit23) | 22543782 | 730890 | N | N
Polo | BBM Gerber Technologie GmbH Dortmund | TPMC | REJILLA | gratings | GRATING 940x1000x40 | REJILLA 940x1000x40 | 6295 | 23MPB306 | Enclosure Diff. Enclosure | 1 | PCE | India |  |  | 010-G100704-BC0D |  |  |  | 2340 | S-2340-0023-B-23-6295-01204764-N | 2169 | 1883.7 | 37.6 | 226 | 133 | 150 | BBM India scope (Unit23) | 22543783 | 730890 | N | N
Polo | BBM Gerber Technologie GmbH Dortmund | TPMC | REJILLA | gratings | GRATING 940x1000x40 | REJILLA 940x1000x40 | 6295 | 23MPB306 | Enclosure Diff. Enclosure | 1 | PCE | India |  |  | 010-G100704-BC0D |  |  |  | 2340 | S-2340-0023-B-23-6295-01204764-N | 2169 | 1883.7 | 37.6 | 226 | 133 | 150 | BBM India scope (Unit23) | 22543784 | 730890 | N | N
Polo | BBM Gerber Technologie GmbH Dortmund | TPMC | la construcción de edificios | steel structure | BRAKET 150x145x80 | soporte 150x145x80 | 6295 | 23MPB306 | Enclosure Diff. Enclosure | 3 | PCE | India |  |  | 240-G100704-BD0D |  |  |  | 2340 | S-2340-0024-B-23-6295-01204764-N | 470 | 345.2 | 10.8 | 116 | 110 | 105 | BBM India scope (Unit23) | 22543826 | 730890 | N | N
Polo | BBM Gerber Technologie GmbH Dortmund | TPMC | la construcción de edificios | steel structure | UB203x133x30 (L=999X323X133mm) | UB203x133x30 (L=999X323X133mm) | 6295 | 23MPB306 | Enclosure Diff. Enclosure | 1 | PCE | India |  |  | 010-G100704-BC0D |  |  |  | 2340 | S-2340-0024-B-23-6295-01204764-N | 470 | 345.2 | 33.1 | 116 | 110 | 105 | BBM India scope (Unit23) | 22543813 | 730890 | N | N
Polo | BBM Gerber Technologie GmbH Dortmund | TPMC | la construcción de edificios | steel structure | UB203x133x25 (L=892x203x145mm) | UB203x133x25 (L=892x203x145mm) | 6295 | 23MPB306 | Enclosure Diff. Enclosure | 1 | PCE | India |  |  | 010-G100704-BC0D |  |  |  | 2340 | S-2340-0024-B-23-6295-01204764-N | 470 | 345.2 | 26.7 | 116 | 110 | 105 | BBM India scope (Unit23) | 22543814 | 730890 | N | N
Polo | BBM Gerber Technologie GmbH Dortmund | TPMC | la construcción de edificios | steel structure | UB203x133x25 (L=892x203x145mm) | UB203x133x25 (L=892x203x145mm) | 6295 | 23MPB306 | Enclosure Diff. Enclosure | 1 | PCE | India |  |  | 010-G100704-BC0D |  |  |  | 2340 | S-2340-0024-B-23-6295-01204764-N | 470 | 345.2 | 26.7 | 116 | 110 | 105 | BBM India scope (Unit23) | 22543815 | 730890 | N | N
Polo | BBM Gerber Technologie GmbH Dortmund | TPMC | la construcción de edificios | steel structure | UB203x133x25 (L=734x203x133mm) | UB203x133x25 (L=734x203x133mm) | 6295 | 23MPB306 | Enclosure Diff. Enclosure | 1 | PCE | India |  |  | 010-G100704-BC0D |  |  |  | 2340 | S-2340-0024-B-23-6295-01204764-N | 470 | 345.2 | 22.3 | 116 | 110 | 105 | BBM India scope (Unit23) | 22543816 | 730890 | N | N
Polo | BBM Gerber Technologie GmbH Dortmund | TPMC | la construcción de edificios | steel structure | UB203x133x25 (L=868X203X133mm) | UB203x133x25 (L=868X203X133mm) | 6295 | 23MPB306 | Enclosure Diff. Enclosure | 1 | PCE | India |  |  | 010-G100704-BC0D |  |  |  | 2340 | S-2340-0024-B-23-6295-01204764-N | 470 | 345.2 | 24.4 | 116 | 110 | 105 | BBM India scope (Unit23) | 22543817 | 730890 | N | N
Polo | BBM Gerber Technologie GmbH Dortmund | TPMC | la construcción de edificios | steel structure | UB203x133x25 (L=868X203X133mm) | UB203x133x25 (L=868X203X133mm) | 6295 | 23MPB306 | Enclosure Diff. Enclosure | 1 | PCE | India |  |  | 010-G100704-BC0D |  |  |  | 2340 | S-2340-0024-B-23-6295-01204764-N | 470 | 345.2 | 24.4 | 116 | 110 | 105 | BBM India scope (Unit23) | 22543818 | 730890 | N | N
Polo | BBM Gerber Technologie GmbH Dortmund | TPMC | la construcción de edificios | steel structure | UB203x133x25 (L=794x203x145mm) | UB203x133x25 (L=794x203x145mm) | 6295 | 23MPB306 | Enclosure Diff. Enclosure | 1 | PCE | India |  |  | 010-G100704-BC0D |  |  |  | 2340 | S-2340-0024-B-23-6295-01204764-N | 470 | 345.2 | 26.2 | 116 | 110 | 105 | BBM India scope (Unit23) | 22543819 | 730890 | N | N
Polo | BBM Gerber Technologie GmbH Dortmund | TPMC | la construcción de edificios | steel structure | UB203x133x25 (L=794x203x145mm) | UB203x133x25 (L=794x203x145mm) | 6295 | 23MPB306 | Enclosure Diff. Enclosure | 1 | PCE | India |  |  | 010-G100704-BC0D |  |  |  | 2340 | S-2340-0024-B-23-6295-01204764-N | 470 | 345.2 | 26.2 | 116 | 110 | 105 | BBM India scope (Unit23) | 22543820 | 730890 | N | N
Polo | BBM Gerber Technologie GmbH Dortmund | TPMC | la construcción de edificios | steel structure | UB203x133x25 (L=704x203x133mm) | UB203x133x25 (L=704x203x133mm) | 6295 | 23MPB306 | Enclosure Diff. Enclosure | 1 | PCE | India |  |  | 010-G100704-BC0D |  |  |  | 2340 | S-2340-0024-B-23-6295-01204764-N | 470 | 345.2 | 21.6 | 116 | 110 | 105 | BBM India scope (Unit23) | 22543821 | 730890 | N | N
Polo | BBM Gerber Technologie GmbH Dortmund | TPMC | la construcción de edificios | steel structure | UB203x133x25 (L=754x203x133mm) | UB203x133x25 (L=754x203x133mm) | 6295 | 23MPB306 | Enclosure Diff. Enclosure | 1 | PCE | India |  |  | 010-G100704-BC0D |  |  |  | 2340 | S-2340-0024-B-23-6295-01204764-N | 470 | 345.2 | 25.2 | 116 | 110 | 105 | BBM India scope (Unit23) | 22543822 | 730890 | N | N
Polo | BBM Gerber Technologie GmbH Dortmund | TPMC | la construcción de edificios | steel structure | UB203x133x25 (L=754x203x133mm) | UB203x133x25 (L=754x203x133mm) | 6295 | 23MPB306 | Enclosure Diff. Enclosure | 1 | PCE | India |  |  | 010-G100704-BC0D |  |  |  | 2340 | S-2340-0024-B-23-6295-01204764-N | 470 | 345.2 | 25.2 | 116 | 110 | 105 | BBM India scope (Unit23) | 22543823 | 730890 | N | N
Polo | BBM Gerber Technologie GmbH Dortmund | TPMC | la construcción de edificios | steel structure | UB203x133x30 (L=802x207x133mm) | UB203x133x30 (L=802x207x133mm) | 6295 | 23MPB306 | Enclosure Diff. Enclosure | 2 | PCE | India |  |  | 010-G100704-BC0D |  |  |  | 2340 | S-2340-0024-B-23-6295-01204764-N | 470 | 345.2 | 52 | 116 | 110 | 105 | BBM India scope (Unit23) | 22543824 | 730890 | N | N
Polo | BBM Gerber Technologie GmbH Dortmund | TPMC | la construcción de edificios | steel structure | Plate 50x50x5 | Plato 50x50x5 | 6295 | 23MPB306 | Enclosure Diff. Enclosure | 4 | PCE | India |  |  | 010-G100704-BC0D |  |  |  | 2340 | S-2340-0024-B-23-6295-01204764-N | 470 | 345.2 | 0.4 | 116 | 110 | 105 | BBM India scope (Unit23) | 22543825 | 730890 | N | N
Polo | BBM Gerber Technologie GmbH Dortmund | TPMC | SILENCIADOR | silencer | SILENCER - SL1-2430 x 1063 x 1080 | SILENCIADOR - SL1-2430 x 1063 x 1080 | 6295 | 23MPB306 | Enclosure Diff. Enclosure | 1 | PCE | India |  | SAM30BS002 | 240-G100704-BC0D |  |  |  | 2340 | S-2340-0025-B-23-6295-01204764-N | 666 | 444 | 444 | 260 | 120 | 142 | BBM India scope (Unit23) | 22543827 | 730890 | N | N
Polo | BBM Gerber Technologie GmbH Dortmund | TPMC | SILENCIADOR | silencer | SILENCER - SL2-2150 x 1663 x 1216 | SILENCIADOR - SL2-2150 x 1663 x 1216 | 6295 | 23MPB306 | Enclosure Diff. Enclosure | 1 | PCE | India |  | SAM30BS003 | 240-G100704-BE0D |  |  |  | 2340 | S-2340-0026-B-23-6295-01204764-N | 870 | 595 | 595 | 235 | 190 | 134 | BBM India scope (Unit23) | 22543828 | 730890 | N | N
Polo | BBM Gerber Technologie GmbH Dortmund | TPMC | SILENCIADOR | silencer | SILENCER - SL3-2180 x 1662 x 1216 | SILENCIADOR - SL3-2180 x 1662 x 1216 | 6295 | 23MPB306 | Enclosure Diff. Enclosure | 1 | PCE | India |  | SAM30BS004 | 240-G100704-BN0D |  |  |  | 2340 | S-2340-0027-B-23-6295-01204764-N | 850 | 595 | 595 | 236 | 180 | 136 | BBM India scope (Unit23) | 22543829 | 730890 | N | N
Polo | BBM Gerber Technologie GmbH Dortmund | TPMC | SILENCIADOR | silencer | SILENCER - SL4-2003 x 1503 x 1035 | SILENCIADOR - SL4-2003 x 1503 x 1035 | 6295 | 23MPB306 | Enclosure Diff. Enclosure | 1 | PCE | India |  | SAM30BS001 | 240-G100704-BD0D |  |  |  | 2340 | S-2340-0028-B-23-6295-01204764-N | 851 | 671 | 671 | 220 | 200 | 134 | BBM India scope (Unit23) | 22543830 | 730890 | N | N
Polo | BBM Gerber Technologie GmbH Dortmund | TPMC | SILENCIADOR | silencer | SILENCER - SL5-1286 x 1162 x 1162 | SILENCIADOR - SL5-1286 x 1162 x 1162 | 6295 | 23MPB306 | Enclosure Diff. Enclosure | 1 | PCE | India |  |  | 240-G100704-BD0D |  |  |  | 2340 | S-2340-0029-B-23-6295-01204764-N | 462 | 286 | 286 | 143 | 130 | 145 | BBM India scope (Unit23) | 22543831 | 730890 | N | N
Polo | BBM Gerber Technologie GmbH Dortmund | TPMC | SILENCIADOR | silencer | SILENCER - SL5-1286 x 1162 x 1162 | SILENCIADOR - SL5-1286 x 1162 x 1162 | 6295 | 23MPB306 | Enclosure Diff. Enclosure | 1 | PCE | India |  |  | 240-G100704-BD0D |  |  |  | 2340 | S-2340-0030-B-23-6295-01204764-N | 462 | 286 | 286 | 143 | 130 | 145 | BBM India scope (Unit23) | 22543832 | 730890 | N | N
Polo | BBM Gerber Technologie GmbH Dortmund | TPMC | SILENCIADOR | silencer | SILENCER - SL6-1230 x 1162 x 862 | SILENCIADOR - SL6-1230 x 1162 x 862 | 6295 | 23MPB306 | Enclosure Diff. Enclosure | 1 | PCE | India |  |  | 240-G100704-BE0D |  |  |  | 2340 | S-2340-0031-B-23-6295-01204764-N | 390 | 205 | 205 | 143 | 103 | 185 | BBM India scope (Unit23) | 22543833 | 730890 | N | N
Polo | BBM Gerber Technologie GmbH Dortmund | TPMC | SILENCIADOR | silencer | SILENCER - SL6-1230 x 1162 x 862 | SILENCIADOR - SL6-1230 x 1162 x 862 | 6295 | 23MPB306 | Enclosure Diff. Enclosure | 1 | PCE | India |  |  | 240-G100704-BE0D |  |  |  | 2340 | S-2340-0032-B-23-6295-01204764-N | 390 | 205 | 205 | 143 | 103 | 185 | BBM India scope (Unit23) | 22543834 | 730890 | N | N
Polo | BBM Gerber Technologie GmbH Dortmund | TPMC | Piezas silenciador de salida | parts outlet silencer | AHU PLATE-1 -PL.1.5x251.5x2520x1580 | AHU PLATO-1 -PL.1.5x251.5x2520x1580 | 6295 | 23MPB306 | Enclosure Diff. Enclosure | 6 | PCE | India |  |  | 240-G100704-BN0D |  |  |  | 2340 | S-2340-0033-B-23-6295-01204764-N | 1466 | 926 | 780 | 290 | 310 | 135 | BBM India scope (Unit23) | 22543835 | 730890 | N | N
Polo | BBM Gerber Technologie GmbH Dortmund | TPMC | Piezas silenciador de salida | parts outlet silencer | AHU PLATE-2-PL.2.0x748.5x2000x40 | AHU PLATO-2-PL.2.0x748.5x2000x40 | 6295 | 23MPB306 | Enclosure Diff. Enclosure | 6 | PCE | India |  |  | 240-G100704-BN0D |  |  |  | 2340 | S-2340-0033-B-23-6295-01204764-N | 1466 | 926 | 146 | 290 | 310 | 135 | BBM India scope (Unit23) | 22543836 | 730890 | N | N
Polo | BBM Gerber Technologie GmbH Dortmund | TPMC | Piezas silenciador de salida | parts outlet silencer | AHU PLATE-3-PL.1.5x745.5x2520x80 | AHU PLATO-3-PL.1.5x745.5x2520x80 | 6295 | 23MPB306 | Enclosure Diff. Enclosure | 12 | PCE | India |  |  | 240-G100704-BN0D |  |  |  | 2340 | S-2340-0034-B-23-6295-01204764-N | 535 | 300 | 300 | 260 | 80 | 90 | BBM India scope (Unit23) | 22543837 | 730890 | N | N
Polo | BBM Gerber Technologie GmbH Dortmund | TPMC | Piezas para AHU | parts for AHU | AHU LIFTING CHANNEL-75x150x1500 | AHU CANAL DE ELEVACIÓN-75x150x1500-75x150x1500 | 6295 | 23MPB306 | Enclosure Diff. Enclosure | 3 | PCE | India |  |  | 240-G100704-BN0D |  |  |  | 2340 | S-2340-0035-B-23-6295-01204764-N | 355 | 287.8 | 75 | 221 | 100 | 64 | BBM India scope (Unit23) | 22543838 | 730890 | N | N
Polo | BBM Gerber Technologie GmbH Dortmund | TPMC | Piezas para AHU | parts for AHU | AHU LIFTING CHANNEL-50x100x1500 | AHU CANAL DE ELEVACIÓN-75x150x1500L-50x100x1500 | 6295 | 23MPB306 | Enclosure Diff. Enclosure | 3 | PCE | India |  |  | 240-G100704-BN0D |  |  |  | 2340 | S-2340-0035-B-23-6295-01204764-N | 355 | 287.8 | 42 | 221 | 100 | 64 | BBM India scope (Unit23) | 22543839 | 730890 | N | N
Polo | BBM Gerber Technologie GmbH Dortmund | TPMC | Piezas para AHU | parts for AHU | SUPPORT ANGLE L5x50x50x2003 | Àngula de soporte L5x50x50x2003 | 6295 | 23MPB306 | Enclosure Diff. Enclosure | 12 | PCE | India |  |  | 240-G100704-BN0D |  |  |  | 2340 | S-2340-0035-B-23-6295-01204764-N | 355 | 287.8 | 84 | 221 | 100 | 64 | BBM India scope (Unit23) | 22543840 | 730890 | N | N
Polo | BBM Gerber Technologie GmbH Dortmund | TPMC | Piezas para AHU | parts for AHU | ISMC-100 (L=2127x55x110) | ISMC-100 (L=2127x55x110) | 6295 | 23MPB306 | Enclosure Diff. Enclosure | 3 | PCE | India |  |  | 240-G100704-BD0D |  |  |  | 2340 | S-2340-0035-B-23-6295-01204764-N | 355 | 287.8 | 67.5 | 221 | 100 | 64 | BBM India scope (Unit23) | 22543841 | 730890 | N | N
Polo | BBM Gerber Technologie GmbH Dortmund | TPMC | Piezas para AHU | parts for AHU | ISMC-100 (1682x208x100) | ISMC-100 (1682x208x100) | 6295 | 23MPB306 | Enclosure Diff. Enclosure | 1 | PCE | India |  |  | 240-G100704-BD0D |  |  |  | 2340 | S-2340-0035-B-23-6295-01204764-N | 355 | 287.8 | 19.3 | 221 | 100 | 64 | BBM India scope (Unit23) | 22543842 | 730890 | N | N
Polo | BBM Gerber Technologie GmbH Dortmund | TPMC | Piezas para AHU- CAPO DEL TIEMPO | parts for AHU- weather hood | AHU WEATHER HOOD | AHU CAPO DEL TIEMPO | 6295 | 23MPB306 | Enclosure Diff. Enclosure | 1 | PCE | India |  |  | 240-G100704-BN0D |  |  |  | 2340 | S-2340-0036-B-23-6295-01204764-N | 330 | 70 | 70 | 215 | 163 | 118 | BBM India scope (Unit23) | 22543843 | 730890 | N | N
Polo | BBM Gerber Technologie GmbH Dortmund | TPMC | CAPO DEL TIEMPO | weather hood | AHU WEATHER HOOD | AHU CAPO DEL TIEMPO | 6295 | 23MPB306 | Enclosure Diff. Enclosure | 1 | PCE | India |  |  | 240-G100704-BN0D |  |  |  | 2340 | S-2340-0037-B-23-6295-01204764-N | 330 | 70 | 70 | 215 | 163 | 118 | BBM India scope (Unit23) | 22543844 | 730890 | N | N
Polo | BBM Gerber Technologie GmbH Dortmund | TPMC | CAPO DEL TIEMPO | weather hood | AHU WEATHER HOOD | AHU CAPO DEL TIEMPO | 6295 | 23MPB306 | Enclosure Diff. Enclosure | 1 | PCE | India |  |  | 240-G100704-BN0D |  |  |  | 2340 | S-2340-0038-B-23-6295-01204764-N | 330 | 70 | 70 | 215 | 163 | 118 | BBM India scope (Unit23) | 22543845 | 730890 | N | N
Polo | BBM Gerber Technologie GmbH Dortmund | TPMC | AHU deflector | AHU babbles | AHU BAFFLES | AHU deflector | 6295 | 23MPB306 | Enclosure Diff. Enclosure | 6 | PCE | India |  |  | 240-G100704-BN0D |  |  |  | 2340 | S-2340-0039-B-23-6295-01204764-N | 1230 | 960 | 960 | 218 | 198 | 184 | BBM India scope (Unit23) | 22543846 | 730890 | N | N
Polo | BBM Gerber Technologie GmbH Dortmund | TPMC | AHU deflector | AHU babbles | AHU BAFFLES | AHU deflector | 6295 | 23MPB306 | Enclosure Diff. Enclosure | 6 | PCE | India |  |  | 240-G100704-BN0D |  |  |  | 2340 | S-2340-0040-B-23-6295-01204764-N | 1230 | 960 | 960 | 218 | 198 | 184 | BBM India scope (Unit23) | 22543847 | 730890 | N | N
Polo | BBM Gerber Technologie GmbH Dortmund | TPMC | la construcción de edificios | steel structure | LIFTING CHANNEL- 4x120x60x2921 |  | 6295 | 23MPB306 | Enclosure Diff. Enclosure | 8 | PCE | India |  | - | 240-G100704-BF0D |  |  |  | 2340 | S-2340-0041-B-23-6295-01204764-N | 712 | 646 | 176 | 437 | 100 | 70 | BBM India scope (Unit23) | 22543849 | 730890 | N | N
Polo | BBM Gerber Technologie GmbH Dortmund | TPMC | la construcción de edificios | steel structure | LIFTING CHANNEL- 4x120x60x1430 |  | 6295 | 23MPB306 | Enclosure Diff. Enclosure | 4 | PCE | India |  | - | 240-G100704-BF0D |  |  |  | 2340 | S-2340-0041-B-23-6295-01204764-N | 712 | 646 | 44 | 437 | 100 | 70 | BBM India scope (Unit23) | 22543850 | 730890 | N | N
Polo | BBM Gerber Technologie GmbH Dortmund | TPMC | la construcción de edificios | steel structure | LIFTING CHANNEL- 4x120x60x4077 |  | 6295 | 23MPB306 | Enclosure Diff. Enclosure | 6 | PCE | India |  | - | 240-G100704-BF0D |  |  |  | 2340 | S-2340-0041-B-23-6295-01204764-N | 712 | 646 | 180 | 437 | 100 | 70 | BBM India scope (Unit23) | 22543851 | 730890 | N | N
Polo | BBM Gerber Technologie GmbH Dortmund | TPMC | la construcción de edificios | steel structure | SUPPORT CHANNEL - SC1 |  | 6295 | 23MPB306 | Enclosure Diff. Enclosure | 2 | PCE | India |  | - | 240-G100704-BD0D |  |  |  | 2340 | S-2340-0041-B-23-6295-01204764-N | 712 | 646 | 24 | 437 | 100 | 70 | BBM India scope (Unit23) | 22543848 | 730890 | N | N
Polo | BBM Gerber Technologie GmbH Dortmund | TPMC | la construcción de edificios | steel structure | ISA 6x75x75- 3949 |  | 6295 | 23MPB306 | Enclosure Diff. Enclosure | 1 | PCE | India |  | - | 240-G100704-BG0D |  |  |  | 2340 | S-2340-0041-B-23-6295-01204764-N | 712 | 646 | 28 | 437 | 100 | 70 | BBM India scope (Unit23) | 22543852 | 730890 | N | N
Polo | BBM Gerber Technologie GmbH Dortmund | TPMC | la construcción de edificios | steel structure | ISA 6x75x75- 4230 |  | 6295 | 23MPB306 | Enclosure Diff. Enclosure | 1 | PCE | India |  | - | 240-G100704-BG0D |  |  |  | 2340 | S-2340-0041-B-23-6295-01204764-N | 712 | 646 | 29 | 437 | 100 | 70 | BBM India scope (Unit23) | 22543860 | 730890 | N | N
Polo | BBM Gerber Technologie GmbH Dortmund | TPMC | la construcción de edificios | steel structure | ISA 6x75x75- 3046 |  | 6295 | 23MPB306 | Enclosure Diff. Enclosure | 1 | PCE | India |  | - | 240-G100704-BG0D |  |  |  | 2340 | S-2340-0041-B-23-6295-01204764-N | 712 | 646 | 21 | 437 | 100 | 70 | BBM India scope (Unit23) | 22543853 | 730890 | N | N
Polo | BBM Gerber Technologie GmbH Dortmund | TPMC | la construcción de edificios | steel structure | ISA 6x75x75- 3046 |  | 6295 | 23MPB306 | Enclosure Diff. Enclosure | 1 | PCE | India |  | - | 240-G100704-BG0D |  |  |  | 2340 | S-2340-0041-B-23-6295-01204764-N | 712 | 646 | 21 | 437 | 100 | 70 | BBM India scope (Unit23) | 22543854 | 730890 | N | N
Polo | BBM Gerber Technologie GmbH Dortmund | TPMC | la construcción de edificios | steel structure | ISA 6x75x75- 3740 |  | 6295 | 23MPB306 | Enclosure Diff. Enclosure | 1 | PCE | India |  | - | 240-G100704-BN0D |  |  |  | 2340 | S-2340-0041-B-23-6295-01204764-N | 712 | 646 | 26 | 437 | 100 | 70 | BBM India scope (Unit23) | 22543855 | 730890 | N | N
Polo | BBM Gerber Technologie GmbH Dortmund | TPMC | la construcción de edificios | steel structure | ISA 6x75x75- 3899 |  | 6295 | 23MPB306 | Enclosure Diff. Enclosure | 1 | PCE | India |  | - | 240-G100704-BN0D |  |  |  | 2340 | S-2340-0041-B-23-6295-01204764-N | 712 | 646 | 28 | 437 | 100 | 70 | BBM India scope (Unit23) | 22543856 | 730890 | N | N
Polo | BBM Gerber Technologie GmbH Dortmund | TPMC | la construcción de edificios | steel structure | ISA 6x75x75- 3046 |  | 6295 | 23MPB306 | Enclosure Diff. Enclosure | 1 | PCE | India |  | - | 240-G100704-BN0D |  |  |  | 2340 | S-2340-0041-B-23-6295-01204764-N | 712 | 646 | 21 | 437 | 100 | 70 | BBM India scope (Unit23) | 22543857 | 730890 | N | N
Polo | BBM Gerber Technologie GmbH Dortmund | TPMC | la construcción de edificios | steel structure | ISA 6x75x75- 3046 |  | 6295 | 23MPB306 | Enclosure Diff. Enclosure | 1 | PCE | India |  | - | 240-G100704-BG0D |  |  |  | 2340 | S-2340-0041-B-23-6295-01204764-N | 712 | 646 | 21 | 437 | 100 | 70 | BBM India scope (Unit23) | 22543858 | 730890 | N | N
Polo | BBM Gerber Technologie GmbH Dortmund | TPMC | la construcción de edificios | steel structure | ISA 6x75x75- 3790 |  | 6295 | 23MPB306 | Enclosure Diff. Enclosure | 1 | PCE | India |  | - | 240-G100704-BG0D |  |  |  | 2340 | S-2340-0041-B-23-6295-01204764-N | 712 | 646 | 27 | 437 | 100 | 70 | BBM India scope (Unit23) | 22543859 | 730890 | N | N
Polo | BBM Gerber Technologie GmbH Dortmund | TPMC | la construcción de edificios | steel structure | ISMC-100-100x800x2200 | ISMC-100-100x800x2200 | 6295 | 23MPB306 | Enclosure Diff. Enclosure | 1 | PCE | India |  |  | 240-G100704-BN0D |  |  |  | 2340 | S-2340-0042-B-23-6295-01204764-N | 115 | 102 | 58 | 221 | 100 | 24 | BBM India scope (Unit23) | 22543861 | 730890 | N | N
Polo | BBM Gerber Technologie GmbH Dortmund | TPMC | la construcción de edificios | steel structure | ISMC-100-100x600x1700 | ISMC-100-100x600x1700 | 6295 | 23MPB306 | Enclosure Diff. Enclosure | 1 | PCE | India |  |  | 240-G100704-BN0D |  |  |  | 2340 | S-2340-0042-B-23-6295-01204764-N | 115 | 102 | 44 | 221 | 100 | 24 | BBM India scope (Unit23) | 22543862 | 730890 | N | N
Polo | BBM Gerber Technologie GmbH Dortmund | TPMC | Hojas de cubierta | cover sheets | ADETTOR SUPPORT - AS1 |  | 6295 | 23MPB306 | Enclosure Diff. Enclosure | 1 | PCE | India |  | - | 240-G100704-BC0D |  |  |  | 2340 | S-2340-0043-B-23-6295-01204764-N | 1060 | 783 | 1.4 | 425 | 138 | 138 | BBM India scope (Unit23) | 22543887 | 730890 | N | N
Polo | BBM Gerber Technologie GmbH Dortmund | TPMC | Hojas de cubierta | cover sheets | ADETTOR SUPPORT - AS2 |  | 6295 | 23MPB306 | Enclosure Diff. Enclosure | 1 | PCE | India |  | - | 240-G100704-BC0D |  |  |  | 2340 | S-2340-0043-B-23-6295-01204764-N | 1060 | 783 | 1.4 | 425 | 138 | 138 | BBM India scope (Unit23) | 22543888 | 730890 | N | N
Polo | BBM Gerber Technologie GmbH Dortmund | TPMC | Hojas de cubierta | cover sheets | SHEET 2x242x1007 |  | 6295 | 23MPB306 | Enclosure Diff. Enclosure | 18 | PCE | India |  | - | 240-G100704-BH0D |  |  |  | 2340 | S-2340-0043-B-23-6295-01204764-N | 1060 | 783 | 27 | 425 | 138 | 138 | BBM India scope (Unit23) | 22543892 | 730890 | N | N
Polo | BBM Gerber Technologie GmbH Dortmund | TPMC | Hojas de cubierta | cover sheets | SHEET 2x60x938 |  | 6295 | 23MPB306 | Enclosure Diff. Enclosure | 18 | PCE | India |  | - | 240-G100704-BH0D |  |  |  | 2340 | S-2340-0043-B-23-6295-01204764-N | 1060 | 783 | 18 | 425 | 138 | 138 | BBM India scope (Unit23) | 22543893 | 730890 | N | N
Polo | BBM Gerber Technologie GmbH Dortmund | TPMC | Hojas de cubierta | cover sheets | CABINET CABLE PLATE 2x300x400 |  | 6295 | 23MPB306 | Enclosure Diff. Enclosure | 2 | PCE | India |  | - | 240-G100704-BE0D |  |  |  | 2340 | S-2340-0043-B-23-6295-01204764-N | 1060 | 783 | 3.6 | 425 | 138 | 138 | BBM India scope (Unit23) | 22543890 | 730890 | N | N
Polo | BBM Gerber Technologie GmbH Dortmund | TPMC | Hojas de cubierta | cover sheets | CABINET CABLE PLATE 2x200x300 |  | 6295 | 23MPB306 | Enclosure Diff. Enclosure | 2 | PCE | India |  | - | 240-G100704-BE0D |  |  |  | 2340 | S-2340-0043-B-23-6295-01204764-N | 1060 | 783 | 1.8 | 425 | 138 | 138 | BBM India scope (Unit23) | 22543891 | 730890 | N | N
Polo | BBM Gerber Technologie GmbH Dortmund | TPMC | Hojas de cubierta | cover sheets | SHEET 1x313x2600 |  | 6295 | 23MPB306 | Enclosure Diff. Enclosure | 3 | PCE | India |  | - | 240-G100704-BH0D |  |  |  | 2340 | S-2340-0043-B-23-6295-01204764-N | 1060 | 783 | 19.2 | 425 | 138 | 138 | BBM India scope (Unit23) | 22543897 | 730890 | N | N
Polo | BBM Gerber Technologie GmbH Dortmund | TPMC | Hojas de cubierta | cover sheets | SHEET 1x343x1616 |  | 6295 | 23MPB306 | Enclosure Diff. Enclosure | 2 | PCE | India |  | - | 240-G100704-BH0D |  |  |  | 2340 | S-2340-0043-B-23-6295-01204764-N | 1060 | 783 | 8.7 | 425 | 138 | 138 | BBM India scope (Unit23) | 22543898 | 730890 | N | N
Polo | BBM Gerber Technologie GmbH Dortmund | TPMC | Hojas de cubierta | cover sheets | SHEET 1x248x1000 |  | 6295 | 23MPB306 | Enclosure Diff. Enclosure | 12 | PCE | India |  | - | 240-G100704-BH0D |  |  |  | 2340 | S-2340-0043-B-23-6295-01204764-N | 1060 | 783 | 22.8 | 425 | 138 | 138 | BBM India scope (Unit23) | 22543899 | 730890 | N | N
Polo | BBM Gerber Technologie GmbH Dortmund | TPMC | Hojas de cubierta | cover sheets | SHEET 1x248x750 |  | 6295 | 23MPB306 | Enclosure Diff. Enclosure | 8 | PCE | India |  | - | 240-G100704-BH0D |  |  |  | 2340 | S-2340-0043-B-23-6295-01204764-N | 1060 | 783 | 12 | 425 | 138 | 138 | BBM India scope (Unit23) | 22543900 | 730890 | N | N
Polo | BBM Gerber Technologie GmbH Dortmund | TPMC | Hojas de cubierta | cover sheets | SHEET 1x300x2800 |  | 6295 | 23MPB306 | Enclosure Diff. Enclosure | 2 | PCE | India |  | - | 240-G100704-BH0D |  |  |  | 2340 | S-2340-0043-B-23-6295-01204764-N | 1060 | 783 | 13.2 | 425 | 138 | 138 | BBM India scope (Unit23) | 22543901 | 730890 | N | N
Polo | BBM Gerber Technologie GmbH Dortmund | TPMC | Hojas de cubierta | cover sheets | SHEET 1x300x2760 |  | 6295 | 23MPB306 | Enclosure Diff. Enclosure | 2 | PCE | India |  | - | 240-G100704-BH0D |  |  |  | 2340 | S-2340-0043-B-23-6295-01204764-N | 1060 | 783 | 13 | 425 | 138 | 138 | BBM India scope (Unit23) | 22543902 | 730890 | N | N
Polo | BBM Gerber Technologie GmbH Dortmund | TPMC | Hojas de cubierta | cover sheets | SHEET 1x300x1700 |  | 6295 | 23MPB306 | Enclosure Diff. Enclosure | 1 | PCE | India |  | - | 240-G100704-BH0D |  |  |  | 2340 | S-2340-0043-B-23-6295-01204764-N | 1060 | 783 | 4 | 425 | 138 | 138 | BBM India scope (Unit23) | 22543903 | 730890 | N | N
Polo | BBM Gerber Technologie GmbH Dortmund | TPMC | Hojas de cubierta | cover sheets | SHEET 1x319x2002 |  | 6295 | 23MPB306 | Enclosure Diff. Enclosure | 2 | PCE | India |  | - | 240-G100704-BH0D |  |  |  | 2340 | S-2340-0043-B-23-6295-01204764-N | 1060 | 783 | 10 | 425 | 138 | 138 | BBM India scope (Unit23) | 22543904 | 730890 | N | N
Polo | BBM Gerber Technologie GmbH Dortmund | TPMC | Hojas de cubierta | cover sheets | SHEET 1x300x2600 |  | 6295 | 23MPB306 | Enclosure Diff. Enclosure | 3 | PCE | India |  | - | 240-G100704-BH0D |  |  |  | 2340 | S-2340-0043-B-23-6295-01204764-N | 1060 | 783 | 18.4 | 425 | 138 | 138 | BBM India scope (Unit23) | 22543905 | 730890 | N | N
Polo | BBM Gerber Technologie GmbH Dortmund | TPMC | Hojas de cubierta | cover sheets | SHEET 1x300x3000 |  | 6295 | 23MPB306 | Enclosure Diff. Enclosure | 4 | PCE | India |  | - | 240-G100704-BH0D |  |  |  | 2340 | S-2340-0043-B-23-6295-01204764-N | 1060 | 783 | 28.3 | 425 | 138 | 138 | BBM India scope (Unit23) | 22543906 | 730890 | N | N
Polo | BBM Gerber Technologie GmbH Dortmund | TPMC | Hojas de cubierta | cover sheets | SHEET 1x343x2100 |  | 6295 | 23MPB306 | Enclosure Diff. Enclosure | 2 | PCE | India |  | - | 240-G100704-BH0D |  |  |  | 2340 | S-2340-0043-B-23-6295-01204764-N | 1060 | 783 | 11.3 | 425 | 138 | 138 | BBM India scope (Unit23) | 22543907 | 730890 | N | N
Polo | BBM Gerber Technologie GmbH Dortmund | TPMC | Hojas de cubierta | cover sheets | SHEET 1x343x2100 |  | 6295 | 23MPB306 | Enclosure Diff. Enclosure | 2 | PCE | India |  | - | 240-G100704-BH0D |  |  |  | 2340 | S-2340-0043-B-23-6295-01204764-N | 1060 | 783 | 11.3 | 425 | 138 | 138 | BBM India scope (Unit23) | 22543908 | 730890 | N | N
Polo | BBM Gerber Technologie GmbH Dortmund | TPMC | Hojas de cubierta | cover sheets | SHEET 1x343x3000 |  | 6295 | 23MPB306 | Enclosure Diff. Enclosure | 4 | PCE | India |  | - | 240-G100704-BH0D |  |  |  | 2340 | S-2340-0043-B-23-6295-01204764-N | 1060 | 783 | 32.4 | 425 | 138 | 138 | BBM India scope (Unit23) | 22543909 | 730890 | N | N
Polo | BBM Gerber Technologie GmbH Dortmund | TPMC | Hojas de cubierta | cover sheets | SHEET 1x145x3000 |  | 6295 | 23MPB306 | Enclosure Diff. Enclosure | 4 | PCE | India |  | - | 240-G100704-BH0D |  |  |  | 2340 | S-2340-0043-B-23-6295-01204764-N | 1060 | 783 | 13.7 | 425 | 138 | 138 | BBM India scope (Unit23) | 22543910 | 730890 | N | N
Polo | BBM Gerber Technologie GmbH Dortmund | TPMC | Hojas de cubierta | cover sheets | SHEET 1x145x3000 |  | 6295 | 23MPB306 | Enclosure Diff. Enclosure | 6 | PCE | India |  | - | 240-G100704-BH0D |  |  |  | 2340 | S-2340-0043-B-23-6295-01204764-N | 1060 | 783 | 20.5 | 425 | 138 | 138 | BBM India scope (Unit23) | 22543911 | 730890 | N | N
Polo | BBM Gerber Technologie GmbH Dortmund | TPMC | Hojas de cubierta | cover sheets | SHEET 1x145x2100 |  | 6295 | 23MPB306 | Enclosure Diff. Enclosure | 1 | PCE | India |  | - | 240-G100704-BH0D |  |  |  | 2340 | S-2340-0043-B-23-6295-01204764-N | 1060 | 783 | 2.4 | 425 | 138 | 138 | BBM India scope (Unit23) | 22543912 | 730890 | N | N
Polo | BBM Gerber Technologie GmbH Dortmund | TPMC | Hojas de cubierta | cover sheets | SHEET 1x145x1350 |  | 6295 | 23MPB306 | Enclosure Diff. Enclosure | 1 | PCE | India |  | - | 240-G100704-BH0D |  |  |  | 2340 | S-2340-0043-B-23-6295-01204764-N | 1060 | 783 | 1.5 | 425 | 138 | 138 | BBM India scope (Unit23) | 22543913 | 730890 | N | N
Polo | BBM Gerber Technologie GmbH Dortmund | TPMC | Hojas de cubierta | cover sheets | SHEET 1x145x650 |  | 6295 | 23MPB306 | Enclosure Diff. Enclosure | 1 | PCE | India |  | - | 240-G100704-BH0D |  |  |  | 2340 | S-2340-0043-B-23-6295-01204764-N | 1060 | 783 | 0.7 | 425 | 138 | 138 | BBM India scope (Unit23) | 22543914 | 730890 | N | N
Polo | BBM Gerber Technologie GmbH Dortmund | TPMC | Hojas de cubierta | cover sheets | SHEET 1x145x2275 |  | 6295 | 23MPB306 | Enclosure Diff. Enclosure | 1 | PCE | India |  | - | 240-G100704-BH0D |  |  |  | 2340 | S-2340-0043-B-23-6295-01204764-N | 1060 | 783 | 2.6 | 425 | 138 | 138 | BBM India scope (Unit23) | 22543915 | 730890 | N | N
Polo | BBM Gerber Technologie GmbH Dortmund | TPMC | Hojas de cubierta | cover sheets | SHEET 1x145x1682 |  | 6295 | 23MPB306 | Enclosure Diff. Enclosure | 1 | PCE | India |  | - | 240-G100704-BH0D |  |  |  | 2340 | S-2340-0043-B-23-6295-01204764-N | 1060 | 783 | 1.9 | 425 | 138 | 138 | BBM India scope (Unit23) | 22543916 | 730890 | N | N
Polo | BBM Gerber Technologie GmbH Dortmund | TPMC | Hojas de cubierta | cover sheets | SHEET 1x343x4000 |  | 6295 | 23MPB306 | Enclosure Diff. Enclosure | 2 | PCE | India |  | - | 240-G100704-BH0D |  |  |  | 2340 | S-2340-0043-B-23-6295-01204764-N | 1060 | 783 | 21.6 | 425 | 138 | 138 | BBM India scope (Unit23) | 22543894 | 730890 | N | N
Polo | BBM Gerber Technologie GmbH Dortmund | TPMC | Hojas de cubierta | cover sheets | SHEET 1x182x200 |  | 6295 | 23MPB306 | Enclosure Diff. Enclosure | 2 | PCE | India |  | - | 240-G100704-BH0D |  |  |  | 2340 | S-2340-0043-B-23-6295-01204764-N | 1060 | 783 | 0.6 | 425 | 138 | 138 | BBM India scope (Unit23) | 22543917 | 730890 | N | N
Polo | BBM Gerber Technologie GmbH Dortmund | TPMC | Hojas de cubierta | cover sheets | SHEET 1x179x1740 |  | 6295 | 23MPB306 | Enclosure Diff. Enclosure | 1 | PCE | India |  | - | 240-G100704-BJ0D |  |  |  | 2340 | S-2340-0043-B-23-6295-01204764-N | 1060 | 783 | 2.4 | 425 | 138 | 138 | BBM India scope (Unit23) | 22543918 | 730890 | N | N
Polo | BBM Gerber Technologie GmbH Dortmund | TPMC | Hojas de cubierta | cover sheets | SHEET 1x249x650 |  | 6295 | 23MPB306 | Enclosure Diff. Enclosure | 2 | PCE | India |  | - | 240-G100704-BH0D |  |  |  | 2340 | S-2340-0043-B-23-6295-01204764-N | 1060 | 783 | 2.6 | 425 | 138 | 138 | BBM India scope (Unit23) | 22543919 | 730890 | N | N
Polo | BBM Gerber Technologie GmbH Dortmund | TPMC | Hojas de cubierta | cover sheets | SHEET 1x99x2003 |  | 6295 | 23MPB306 | Enclosure Diff. Enclosure | 6 | PCE | India |  | - | 240-G100704-BH0D |  |  |  | 2340 | S-2340-0043-B-23-6295-01204764-N | 1060 | 783 | 9.6 | 425 | 138 | 138 | BBM India scope (Unit23) | 22543920 | 730890 | N | N
Polo | BBM Gerber Technologie GmbH Dortmund | TPMC | Hojas de cubierta | cover sheets | SHEET 1x99x1600 |  | 6295 | 23MPB306 | Enclosure Diff. Enclosure | 6 | PCE | India |  | - | 240-G100704-BH0D |  |  |  | 2340 | S-2340-0043-B-23-6295-01204764-N | 1060 | 783 | 7.2 | 425 | 138 | 138 | BBM India scope (Unit23) | 22543921 | 730890 | N | N
Polo | BBM Gerber Technologie GmbH Dortmund | TPMC | Hojas de cubierta | cover sheets | SHEET 1x199x3045 |  | 6295 | 23MPB306 | Enclosure Diff. Enclosure | 1 | PCE | India |  | - | 240-G100704-BH0D,BN0D |  |  |  | 2340 | S-2340-0043-B-23-6295-01204764-N | 1060 | 783 | 4.8 | 425 | 138 | 138 | BBM India scope (Unit23) | 22543922 | 730890 | N | N
Polo | BBM Gerber Technologie GmbH Dortmund | TPMC | Hojas de cubierta | cover sheets | SHEET 1x199x345 |  | 6295 | 23MPB306 | Enclosure Diff. Enclosure | 2 | PCE | India |  | - | 240-G100704-BH0D |  |  |  | 2340 | S-2340-0043-B-23-6295-01204764-N | 1060 | 783 | 1 | 425 | 138 | 138 | BBM India scope (Unit23) | 22543923 | 730890 | N | N
Polo | BBM Gerber Technologie GmbH Dortmund | TPMC | Hojas de cubierta | cover sheets | SHEET 1x140x3725 |  | 6295 | 23MPB306 | Enclosure Diff. Enclosure | 14 | PCE | India |  | - | 240-G100704-BH0D |  |  |  | 2340 | S-2340-0043-B-23-6295-01204764-N | 1060 | 783 | 57.4 | 425 | 138 | 138 | BBM India scope (Unit23) | 22543924 | 730890 | N | N
Polo | BBM Gerber Technologie GmbH Dortmund | TPMC | Hojas de cubierta | cover sheets | SHEET 1x140x3725 |  | 6295 | 23MPB306 | Enclosure Diff. Enclosure | 2 | PCE | India |  | - | 240-G100704-BH0D |  |  |  | 2340 | S-2340-0043-B-23-6295-01204764-N | 1060 | 783 | 8.2 | 425 | 138 | 138 | BBM India scope (Unit23) | 22543925 | 730890 | N | N
Polo | BBM Gerber Technologie GmbH Dortmund | TPMC | Hojas de cubierta | cover sheets | SHEET 1x190x1245 |  | 6295 | 23MPB306 | Enclosure Diff. Enclosure | 1 | PCE | India |  | - | 240-G100704-BH0D |  |  |  | 2340 | S-2340-0043-B-23-6295-01204764-N | 1060 | 783 | 1.9 | 425 | 138 | 138 | BBM India scope (Unit23) | 22543895 | 730890 | N | N
Polo | BBM Gerber Technologie GmbH Dortmund | TPMC | Hojas de cubierta | cover sheets | SHEET 1x140x2725 |  | 6295 | 23MPB306 | Enclosure Diff. Enclosure | 8 | PCE | India |  | - | 240-G100704-BH0D |  |  |  | 2340 | S-2340-0043-B-23-6295-01204764-N | 1060 | 783 | 24 | 425 | 138 | 138 | BBM India scope (Unit23) | 22543926 | 730890 | N | N
Polo | BBM Gerber Technologie GmbH Dortmund | TPMC | Hojas de cubierta | cover sheets | SHEET 1x140x1980 |  | 6295 | 23MPB306 | Enclosure Diff. Enclosure | 4 | PCE | India |  | - | 240-G100704-BH0D |  |  |  | 2340 | S-2340-0043-B-23-6295-01204764-N | 1060 | 783 | 8.8 | 425 | 138 | 138 | BBM India scope (Unit23) | 22543927 | 730890 | N | N
Polo | BBM Gerber Technologie GmbH Dortmund | TPMC | Hojas de cubierta | cover sheets | SHEET 1x182x3560 |  | 6295 | 23MPB306 | Enclosure Diff. Enclosure | 1 | PCE | India |  | - | 240-G100704-BH0D |  |  |  | 2340 | S-2340-0043-B-23-6295-01204764-N | 1060 | 783 | 5.1 | 425 | 138 | 138 | BBM India scope (Unit23) | 22543928 | 730890 | N | N
Polo | BBM Gerber Technologie GmbH Dortmund | TPMC | Hojas de cubierta | cover sheets | SHEET 1x182x2200 |  | 6295 | 23MPB306 | Enclosure Diff. Enclosure | 2 | PCE | India |  | - | 240-G100704-BH0D |  |  |  | 2340 | S-2340-0043-B-23-6295-01204764-N | 1060 | 783 | 6.4 | 425 | 138 | 138 | BBM India scope (Unit23) | 22543929 | 730890 | N | N
Polo | BBM Gerber Technologie GmbH Dortmund | TPMC | Hojas de cubierta | cover sheets | SHEET 1x100x150x1800 |  | 6295 | 23MPB306 | Enclosure Diff. Enclosure | 3 | PCE | India |  | - | 240-G100704-BH0D,BN0D |  |  |  | 2340 | S-2340-0043-B-23-6295-01204764-N | 1060 | 783 | 10.5 | 425 | 138 | 138 | BBM India scope (Unit23) | 22543930 | 730890 | N | N
Polo | BBM Gerber Technologie GmbH Dortmund | TPMC | Hojas de cubierta | cover sheets | SHEET 1x253x320 |  | 6295 | 23MPB306 | Enclosure Diff. Enclosure | 4 | PCE | India |  | - | 240-G100704-BH0D |  |  |  | 2340 | S-2340-0043-B-23-6295-01204764-N | 1060 | 783 | 2.4 | 425 | 138 | 138 | BBM India scope (Unit23) | 22543931 | 730890 | N | N
Polo | BBM Gerber Technologie GmbH Dortmund | TPMC | Hojas de cubierta | cover sheets | SHEET 1x343x4000 |  | 6295 | 23MPB306 | Enclosure Diff. Enclosure | 2 | PCE | India |  | - | 240-G100704-BH0D |  |  |  | 2340 | S-2340-0043-B-23-6295-01204764-N | 1060 | 783 | 21.6 | 425 | 138 | 138 | BBM India scope (Unit23) | 22543896 | 730890 | N | N
Polo | BBM Gerber Technologie GmbH Dortmund | TPMC | Hojas de cubierta | cover sheets | L-SUPPORT LS1 |  | 6295 | 23MPB306 | Enclosure Diff. Enclosure | 2 | PCE | India |  | - | 240-G100704-BJ0D |  |  |  | 2340 | S-2340-0043-B-23-6295-01204764-N | 1060 | 783 | 23 | 425 | 138 | 138 | BBM India scope (Unit23) | 22543889 | 730890 | N | N
Polo | BBM Gerber Technologie GmbH Dortmund | TPMC | Hojas de cubierta | cover sheets | SHEET 1x620x620 |  | 6295 | 23MPB306 | Enclosure Diff. Enclosure | 2 | PCE | India |  | - | 240-G100704-BH0D |  |  |  | 2340 | S-2340-0043-B-23-6295-01204764-N | 1060 | 783 | 6 | 425 | 138 | 138 | BBM India scope (Unit23) | 22543932 | 730890 | N | N
Polo | BBM Gerber Technologie GmbH Dortmund | TPMC | Hojas de cubierta | cover sheets | SHEET 1x500x300 |  | 6295 | 23MPB306 | Enclosure Diff. Enclosure | 2 | PCE | India |  | - | 240-G100704-BH0D |  |  |  | 2340 | S-2340-0043-B-23-6295-01204764-N | 1060 | 783 | 2.4 | 425 | 138 | 138 | BBM India scope (Unit23) | 22543869 | 730890 | N | N
Polo | BBM Gerber Technologie GmbH Dortmund | TPMC | Hojas de cubierta | cover sheets | SHEET 1x790x1200 |  | 6295 | 23MPB306 | Enclosure Diff. Enclosure | 2 | PCE | India |  | - | 240-G100704-BH0D |  |  |  | 2340 | S-2340-0043-B-23-6295-01204764-N | 1060 | 783 | 14.9 | 425 | 138 | 138 | BBM India scope (Unit23) | 22543870 | 730890 | N | N
Polo | BBM Gerber Technologie GmbH Dortmund | TPMC | Hojas de cubierta | cover sheets | SHEET 1x603x521 |  | 6295 | 23MPB306 | Enclosure Diff. Enclosure | 2 | PCE | India |  | - | 240-G100704-BH0D |  |  |  | 2340 | S-2340-0043-B-23-6295-01204764-N | 1060 | 783 | 4.9 | 425 | 138 | 138 | BBM India scope (Unit23) | 22543871 | 730890 | N | N
Polo | BBM Gerber Technologie GmbH Dortmund | TPMC | Hojas de cubierta | cover sheets | SHEET 1x628x508 |  | 6295 | 23MPB306 | Enclosure Diff. Enclosure | 2 | PCE | India |  | - | 240-G100704-BH0D |  |  |  | 2340 | S-2340-0043-B-23-6295-01204764-N | 1060 | 783 | 5 | 425 | 138 | 138 | BBM India scope (Unit23) | 22543872 | 730890 | N | N
Polo | BBM Gerber Technologie GmbH Dortmund | TPMC | Hojas de cubierta | cover sheets | SHEET 1x200x200 |  | 6295 | 23MPB306 | Enclosure Diff. Enclosure | 8 | PCE | India |  | - | 240-G100704-BH0D |  |  |  | 2340 | S-2340-0043-B-23-6295-01204764-N | 1060 | 783 | 2.5 | 425 | 138 | 138 | BBM India scope (Unit23) | 22543873 | 730890 | N | N
Polo | BBM Gerber Technologie GmbH Dortmund | TPMC | Hojas de cubierta | cover sheets | SHEET 1x158x400 |  | 6295 | 23MPB306 | Enclosure Diff. Enclosure | 2 | PCE | India |  | - | 240-G100704-BH0D |  |  |  | 2340 | S-2340-0043-B-23-6295-01204764-N | 1060 | 783 | 1 | 425 | 138 | 138 | BBM India scope (Unit23) | 22543874 | 730890 | N | N
Polo | BBM Gerber Technologie GmbH Dortmund | TPMC | Hojas de cubierta | cover sheets | SHEET 1x830x915 |  | 6295 | 23MPB306 | Enclosure Diff. Enclosure | 2 | PCE | India |  | - | 240-G100704-BH0D |  |  |  | 2340 | S-2340-0043-B-23-6295-01204764-N | 1060 | 783 | 11.9 | 425 | 138 | 138 | BBM India scope (Unit23) | 22543875 | 730890 | N | N
Polo | BBM Gerber Technologie GmbH Dortmund | TPMC | Hojas de cubierta | cover sheets | SHEET 1x500x610 |  | 6295 | 23MPB306 | Enclosure Diff. Enclosure | 2 | PCE | India |  | - | 240-G100704-BH0D |  |  |  | 2340 | S-2340-0043-B-23-6295-01204764-N | 1060 | 783 | 4.8 | 425 | 138 | 138 | BBM India scope (Unit23) | 22543933 | 730890 | N | N
Polo | BBM Gerber Technologie GmbH Dortmund | TPMC | Hojas de cubierta | cover sheets | SHEET 1x300x500 |  | 6295 | 23MPB306 | Enclosure Diff. Enclosure | 2 | PCE | India |  | - | 240-G100704-BH0D |  |  |  | 2340 | S-2340-0043-B-23-6295-01204764-N | 1060 | 783 | 2.4 | 425 | 138 | 138 | BBM India scope (Unit23) | 22543934 | 730890 | N | N
Polo | BBM Gerber Technologie GmbH Dortmund | TPMC | Hojas de cubierta | cover sheets | SHEET 1x410x300 |  | 6295 | 23MPB306 | Enclosure Diff. Enclosure | 2 | PCE | India |  | - | 240-G100704-BH0D |  |  |  | 2340 | S-2340-0043-B-23-6295-01204764-N | 1060 | 783 | 1.9 | 425 | 138 | 138 | BBM India scope (Unit23) | 22543863 | 730890 | N | N
Polo | BBM Gerber Technologie GmbH Dortmund | TPMC | Hojas de cubierta | cover sheets | SHEET 1x500x600 |  | 6295 | 23MPB306 | Enclosure Diff. Enclosure | 2 | PCE | India |  | - | 240-G100704-BH0D |  |  |  | 2340 | S-2340-0043-B-23-6295-01204764-N | 1060 | 783 | 4.7 | 425 | 138 | 138 | BBM India scope (Unit23) | 22543864 | 730890 | N | N
Polo | BBM Gerber Technologie GmbH Dortmund | TPMC | Hojas de cubierta | cover sheets | SHEET 1x520x556 |  | 6295 | 23MPB306 | Enclosure Diff. Enclosure | 2 | PCE | India |  | - | 240-G100704-BH0D |  |  |  | 2340 | S-2340-0043-B-23-6295-01204764-N | 1060 | 783 | 4.5 | 425 | 138 | 138 | BBM India scope (Unit23) | 22543865 | 730890 | N | N
Polo | BBM Gerber Technologie GmbH Dortmund | TPMC | Hojas de cubierta | cover sheets | SHEET 1x250x250 |  | 6295 | 23MPB306 | Enclosure Diff. Enclosure | 2 | PCE | India |  | - | 240-G100704-BH0D |  |  |  | 2340 | S-2340-0043-B-23-6295-01204764-N | 1060 | 783 | 1 | 425 | 138 | 138 | BBM India scope (Unit23) | 22543866 | 730890 | N | N
Polo | BBM Gerber Technologie GmbH Dortmund | TPMC | Hojas de cubierta | cover sheets | SHEET 1x320x320 |  | 6295 | 23MPB306 | Enclosure Diff. Enclosure | 2 | PCE | India |  | - | 240-G100704-BH0D |  |  |  | 2340 | S-2340-0043-B-23-6295-01204764-N | 1060 | 783 | 1.6 | 425 | 138 | 138 | BBM India scope (Unit23) | 22543867 | 730890 | N | N
Polo | BBM Gerber Technologie GmbH Dortmund | TPMC | Hojas de cubierta | cover sheets | SHEET 1x330x900 |  | 6295 | 23MPB306 | Enclosure Diff. Enclosure | 2 | PCE | India |  | - | 240-G100704-BH0D |  |  |  | 2340 | S-2340-0043-B-23-6295-01204764-N | 1060 | 783 | 4.7 | 425 | 138 | 138 | BBM India scope (Unit23) | 22543868 | 730890 | N | N
Polo | BBM Gerber Technologie GmbH Dortmund | TPMC | Hojas de cubierta | cover sheets | SHEET 1x1000x2000 |  | 6295 | 23MPB306 | Enclosure Diff. Enclosure | 2 | PCE | India |  | - | 240-G100704-BA0D |  |  |  | 2340 | S-2340-0043-B-23-6295-01204764-N | 1060 | 783 | 11.9 | 425 | 138 | 138 | BBM India scope (Unit23) | 22543876 | 730890 | N | N
Polo | BBM Gerber Technologie GmbH Dortmund | TPMC | Hojas de cubierta | cover sheets | SHEET 1x1000x2220 |  | 6295 | 23MPB306 | Enclosure Diff. Enclosure | 6 | PCE | India |  | - | 240-G100704-BN0D |  |  |  | 2340 | S-2340-0043-B-23-6295-01204764-N | 1060 | 783 | 126 | 425 | 138 | 138 | BBM India scope (Unit23) | 22543877 | 730890 | N | N
Polo | BBM Gerber Technologie GmbH Dortmund | TPMC | Hojas de cubierta | cover sheets | Z-PROFILE 1- 327x327x80x2 |  | 6295 | 23MPB306 | Enclosure Diff. Enclosure | 1 | PCE | India |  | - | 240-G100704-BD0D |  |  |  | 2340 | S-2340-0043-B-23-6295-01204764-N | 1060 | 783 | 2.1 | 425 | 138 | 138 | BBM India scope (Unit23) | 22543878 | 730890 | N | N
Polo | BBM Gerber Technologie GmbH Dortmund | TPMC | Hojas de cubierta | cover sheets | Z-PROFILE 2- 2550x157x72x2 |  | 6295 | 23MPB306 | Enclosure Diff. Enclosure | 1 | PCE | India |  | - | 240-G100704-BD0D |  |  |  | 2340 | S-2340-0043-B-23-6295-01204764-N | 1060 | 783 | 9.2 | 425 | 138 | 138 | BBM India scope (Unit23) | 22543879 | 730890 | N | N
Polo | BBM Gerber Technologie GmbH Dortmund | TPMC | Hojas de cubierta | cover sheets | Z-PROFILE 3- 327x327x82x2 |  | 6295 | 23MPB306 | Enclosure Diff. Enclosure | 3 | PCE | India |  | - | 240-G100704-BD0D |  |  |  | 2340 | S-2340-0043-B-23-6295-01204764-N | 1060 | 783 | 6.3 | 425 | 138 | 138 | BBM India scope (Unit23) | 22543880 | 730890 | N | N
Polo | BBM Gerber Technologie GmbH Dortmund | TPMC | Hojas de cubierta | cover sheets | Z-PROFILE 4- 1873x157x82x2 |  | 6295 | 23MPB306 | Enclosure Diff. Enclosure | 1 | PCE | India |  | - | 240-G100704-BD0D |  |  |  | 2340 | S-2340-0043-B-23-6295-01204764-N | 1060 | 783 | 7 | 425 | 138 | 138 | BBM India scope (Unit23) | 22543881 | 730890 | N | N
Polo | BBM Gerber Technologie GmbH Dortmund | TPMC | Hojas de cubierta | cover sheets | Z-PROFILE 5- 1158x157x82x2 |  | 6295 | 23MPB306 | Enclosure Diff. Enclosure | 1 | PCE | India |  | - | 240-G100704-BD0D |  |  |  | 2340 | S-2340-0043-B-23-6295-01204764-N | 1060 | 783 | 4.4 | 425 | 138 | 138 | BBM India scope (Unit23) | 22543882 | 730890 | N | N
Polo | BBM Gerber Technologie GmbH Dortmund | TPMC | Hojas de cubierta | cover sheets | Z-PROFILE 6- 2550x157x82x2 |  | 6295 | 23MPB306 | Enclosure Diff. Enclosure | 1 | PCE | India |  | - | 240-G100704-BD0D |  |  |  | 2340 | S-2340-0043-B-23-6295-01204764-N | 1060 | 783 | 9.6 | 425 | 138 | 138 | BBM India scope (Unit23) | 22543883 | 730890 | N | N
Polo | BBM Gerber Technologie GmbH Dortmund | TPMC | Hojas de cubierta | cover sheets | Z-PROFILE 7- 1873x157x82x2 |  | 6295 | 23MPB306 | Enclosure Diff. Enclosure | 1 | PCE | India |  | - | 240-G100704-BD0D |  |  |  | 2340 | S-2340-0043-B-23-6295-01204764-N | 1060 | 783 | 7 | 425 | 138 | 138 | BBM India scope (Unit23) | 22543884 | 730890 | N | N
Polo | BBM Gerber Technologie GmbH Dortmund | TPMC | Hojas de cubierta | cover sheets | Z-PROFILE 8- 836x157x82x2 |  | 6295 | 23MPB306 | Enclosure Diff. Enclosure | 1 | PCE | India |  | - | 240-G100704-BD0D |  |  |  | 2340 | S-2340-0043-B-23-6295-01204764-N | 1060 | 783 | 3.1 | 425 | 138 | 138 | BBM India scope (Unit23) | 22543885 | 730890 | N | N
Polo | BBM Gerber Technologie GmbH Dortmund | TPMC | Hojas de cubierta | cover sheets | Z-PROFILE 9- 327x197x82x2 |  | 6295 | 23MPB306 | Enclosure Diff. Enclosure | 1 | PCE | India |  | - | 240-G100704-BD0D |  |  |  | 2340 | S-2340-0043-B-23-6295-01204764-N | 1060 | 783 | 2 | 425 | 138 | 138 | BBM India scope (Unit23) | 22543886 | 730890 | N | N
Polo | BBM Gerber Technologie GmbH Dortmund | TPMC | CONDUCTO DE SALIDA | outlet duct | OUTLET DUCT -1 -931x983x4154 | CONDUCTO DE SALIDA -1 -931x983x4154 | 6295 | 23MPB306 | Enclosure Diff. Enclosure | 1 | PCE | India |  |  | 240-G100704-BL0D |  |  |  | 2340 | S-2340-0044-B-23-6295-01204764-N | 450 | 308 | 308 | 440 | 120 | 160 | BBM India scope (Unit23) | 22543935 | 730890 | N | N
Polo | BBM Gerber Technologie GmbH Dortmund | TPMC | CONDUCTO DE SALIDA | outlet duct | OUTLET DUCT -2 -892x664x2155 | CONDUCTO DE SALIDA -2 -892x664x2155 | 6295 | 23MPB306 | Enclosure Diff. Enclosure | 1 | PCE | India |  |  | 240-G100704-BL0D |  |  |  | 2340 | S-2340-0045-B-23-6295-01204764-N | 175 | 68 | 68 | 115 | 105 | 240 | BBM India scope (Unit23) | 22543936 | 730890 | N | N
Polo | BBM Gerber Technologie GmbH Dortmund | TPMC | CONDUCTO DE SALIDA | outlet duct | OUTLET DUCT -3 -664x1784x1270 | CONDUCTO DE SALIDA- -3 -664x1784x1270 | 6295 | 23MPB306 | Enclosure Diff. Enclosure | 1 | PCE | India |  |  | 240-G100704-BL0D |  |  |  | 2340 | S-2340-0046-B-23-6295-01204764-N | 175 | 61 | 61 | 205 | 105 | 168 | BBM India scope (Unit23) | 22543937 | 730890 | N | N
Polo | BBM Gerber Technologie GmbH Dortmund | TPMC | conducto de entrada | inlet duct | INLET DUCT-1 -899x618x1520 | CONDUCTO DE ENTRADA -1 -899x618x1520 | 6295 | 23MPB306 | Enclosure Diff. Enclosure | 1 | PCE | India |  |  | 240-G100704-BL0D |  |  |  | 2340 | S-2340-0047-B-23-6295-01204764-N | 150 | 65 | 65 | 165 | 70 | 105 | BBM India scope (Unit23) | 22543938 | 730890 | N | N
Polo | BBM Gerber Technologie GmbH Dortmund | TPMC | conducto de entrada | inlet duct | INLET DUCT-2 -578x660x1020 | CONDUCTO DE ENTRADA -2 -578x660x1020 | 6295 | 23MPB306 | Enclosure Diff. Enclosure | 1 | PCE | India |  |  | 240-G100704-BL0D |  |  |  | 2340 | S-2340-0048-B-23-6295-01204764-N | 100 | 73 | 73 | 112 | 80 | 85 | BBM India scope (Unit23) | 22543939 | 730890 | N | N
Polo | BBM Gerber Technologie GmbH Dortmund | TPMC | conducto de entrada | inlet duct | INLET DUCT-3 -618x984x660 | CONDUCTO DE ENTRADA -3 -618x984x660 | 6295 | 23MPB306 | Enclosure Diff. Enclosure | 1 | PCE | India |  |  | 240-G100704-BL0D |  |  |  | 2340 | S-2340-0049-B-23-6295-01204764-N | 135 | 40 | 40 | 112 | 80 | 85 | BBM India scope (Unit23) | 22543940 | 730890 | N | N
Polo | BBM Gerber Technologie GmbH Dortmund | TPMC | estructura de acero | steel structure | ISA 75X75X6 (L=5510x994x820mm) | ISA 75X75X6 (L=5510x994x820mm) | 6295 | 23MPB306 | Enclosure Diff. Enclosure | 1 | PCE | India |  |  | 010-G100704-BC0D |  |  |  | 2340 | S-2340-0050-B-23-6295-01204764-N | 160 | 72.3 | 72.3 | 560 | 80 | 100 | BBM India scope (Unit23) | 22543941 | 730890 | N | N
Polo | BBM Gerber Technologie GmbH Dortmund | TPMC | accesorios | accessories | ADHESIVE CAPSULE HIT-HY 200 (500 ml) |  | 6295 | 23MPB306 | Enclosure Diff. Enclosure | 7 | PCE | India |  | - | 010-G100704-BC0D |  |  |  | 2340 | S-2340-0051-B-23-6295-01204764-N | 750 | 479.9 | 5 | 159 | 115 | 177 | BBM India scope (Unit23) | 22543944 | 381600 | N | N
Polo | BBM Gerber Technologie GmbH Dortmund | TPMC | accesorios | accessories | WASHER M10 (OD=30) |  | 6295 | 23MPB306 | Enclosure Diff. Enclosure | 462 | PCE | India |  | - | 240-G100704-BA0D |  |  |  | 2340 | S-2340-0051-B-23-6295-01204764-N | 750 | 479.9 | 6 | 159 | 115 | 177 | BBM India scope (Unit23) | 22543975 | 731822 | N | N
Polo | BBM Gerber Technologie GmbH Dortmund | TPMC | accesorios | accessories | CLAMP 1 |  | 6295 | 23MPB306 | Enclosure Diff. Enclosure | 40 | PCE | India |  | - | 240-G100704-BJ0D |  |  |  | 2340 | S-2340-0051-B-23-6295-01204764-N | 750 | 479.9 | 6 | 159 | 115 | 177 | BBM India scope (Unit23) | 22543957 | 730890 | N | N
Polo | BBM Gerber Technologie GmbH Dortmund | TPMC | accesorios | accessories | CLAMP 3 |  | 6295 | 23MPB306 | Enclosure Diff. Enclosure | 2 | PCE | India |  | - | 240-G100704-BD0D |  |  |  | 2340 | S-2340-0051-B-23-6295-01204764-N | 750 | 479.9 | 0.3 | 159 | 115 | 177 | BBM India scope (Unit23) | 22543958 | 730890 | N | N
Polo | BBM Gerber Technologie GmbH Dortmund | TPMC | accesorios | accessories | CLAMP 4 |  | 6295 | 23MPB306 | Enclosure Diff. Enclosure | 20 | PCE | India |  | - | 240-G100704-BD0D |  |  |  | 2340 | S-2340-0051-B-23-6295-01204764-N | 750 | 479.9 | 2.6 | 159 | 115 | 177 | BBM India scope (Unit23) | 22543959 | 730890 | N | N
Polo | BBM Gerber Technologie GmbH Dortmund | TPMC | accesorios | accessories | CSK SCREW M8x20 |  | 6295 | 23MPB306 | Enclosure Diff. Enclosure | 4 | PCE | India |  | - | 240-G100704-BJ0D |  |  |  | 2340 | S-2340-0051-B-23-6295-01204764-N | 750 | 479.9 | 0.1 | 159 | 115 | 177 | BBM India scope (Unit23) | 22543983 | 731815 | N | N
Polo | BBM Gerber Technologie GmbH Dortmund | TPMC | accesorios | accessories | DUCT COVER SHEET -660x380x200 |  | 6295 | 23MPB306 | Enclosure Diff. Enclosure | 6 | PCE | India |  | - | 240-G100704-BL0D |  |  |  | 2340 | S-2340-0051-B-23-6295-01204764-N | 750 | 479.9 | 10.8 | 159 | 115 | 177 | BBM India scope (Unit23) | 22543990 | 730890 | N | N
Polo | BBM Gerber Technologie GmbH Dortmund | TPMC | accesorios | accessories | EYE BOLT M10x19 LG |  | 6295 | 23MPB306 | Enclosure Diff. Enclosure | 15 | PCE | India |  | - | 240-G100704-BG0D |  |  |  | 2340 | S-2340-0051-B-23-6295-01204764-N | 750 | 479.9 | 0.5 | 159 | 115 | 177 | BBM India scope (Unit23) | 22543984 | 731813 | N | N
Polo | BBM Gerber Technologie GmbH Dortmund | TPMC | accesorios | accessories | EYE BOLT M12x22 LG |  | 6295 | 23MPB306 | Enclosure Diff. Enclosure | 4 | PCE | India |  | - | 240-G100704-BN0D |  |  |  | 2340 | S-2340-0051-B-23-6295-01204764-N | 750 | 479.9 | 0.1 | 159 | 115 | 177 | BBM India scope (Unit23) | 22543985 | 731813 | N | N
Polo | BBM Gerber Technologie GmbH Dortmund | TPMC | accesorios | accessories | EDGE PROTECTION 6.5x9.5 |  | 6295 | 23MPB306 | Enclosure Diff. Enclosure | 30 | PCE | India |  | - | 240-G100704-BA0D |  |  |  | 2340 | S-2340-0051-B-23-6295-01204764-N | 750 | 479.9 | 15 | 159 | 115 | 177 | BBM India scope (Unit23) | 22543988 | 731813 | N | N
Polo | BBM Gerber Technologie GmbH Dortmund | TPMC | accesorios | accessories | SHEET- 3x67x50x50 |  | 6295 | 23MPB306 | Enclosure Diff. Enclosure | 50 | PCE | India |  | - | 240-G100704-BG0D |  |  |  | 2340 | S-2340-0051-B-23-6295-01204764-N | 750 | 479.9 | 7 | 159 | 115 | 177 | BBM India scope (Unit23) | 22543960 | 730890 | N | N
Polo | BBM Gerber Technologie GmbH Dortmund | TPMC | accesorios | accessories | SHEET- 3x67x50x50 |  | 6295 | 23MPB306 | Enclosure Diff. Enclosure | 50 | PCE | India |  | - | 240-G100704-BG0D |  |  |  | 2340 | S-2340-0051-B-23-6295-01204764-N | 750 | 479.9 | 7 | 159 | 115 | 177 | BBM India scope (Unit23) | 22543961 | 730890 | N | N
Polo | BBM Gerber Technologie GmbH Dortmund | TPMC | accesorios | accessories | SHEET- 2x50x50x100 |  | 6295 | 23MPB306 | Enclosure Diff. Enclosure | 12 | PCE | India |  | - | 240-G100704-BN0D |  |  |  | 2340 | S-2340-0051-B-23-6295-01204764-N | 750 | 479.9 | 1.9 | 159 | 115 | 177 | BBM India scope (Unit23) | 22543962 | 730890 | N | N
Polo | BBM Gerber Technologie GmbH Dortmund | TPMC | accesorios | accessories | GRATING CLAMP M8 |  | 6295 | 23MPB306 | Enclosure Diff. Enclosure | 194 | PCE | India |  | - | 010-G100704-BC0D |  |  |  | 2340 | S-2340-0051-B-23-6295-01204764-N | 750 | 479.9 | 28.5 | 159 | 115 | 177 | BBM India scope (Unit23) | 22543956 | 730890 | N | N
Polo | BBM Gerber Technologie GmbH Dortmund | TPMC | accesorios | accessories | ANCHOR BOLT HIT-V-R M24 x 300 |  | 6295 | 23MPB306 | Enclosure Diff. Enclosure | 44 | PCE | India |  | - | 010-G100704-BC0D |  |  |  | 2340 | S-2340-0051-B-23-6295-01204764-N | 750 | 479.9 | 35.2 | 159 | 115 | 177 | BBM India scope (Unit23) | 22543943 | 731819 | N | N
Polo | BBM Gerber Technologie GmbH Dortmund | TPMC | accesorios | accessories | ANCHOR BOLT HPS-1 8/30x60 |  | 6295 | 23MPB306 | Enclosure Diff. Enclosure | 99 | PCE | India |  | - | 010-G100704-BC0D |  |  |  | 2340 | S-2340-0051-B-23-6295-01204764-N | 750 | 479.9 | 2.8 | 159 | 115 | 177 | BBM India scope (Unit23) | 22543947 | 731815 | N | N
Polo | BBM Gerber Technologie GmbH Dortmund | TPMC | accesorios | accessories | ANCHOR BOLT HST-HCR M12x145 |  | 6295 | 23MPB306 | Enclosure Diff. Enclosure | 38 | PCE | India |  | - | 010-G100704-BC0D |  |  |  | 2340 | S-2340-0051-B-23-6295-01204764-N | 750 | 479.9 | 4.5 | 159 | 115 | 177 | BBM India scope (Unit23) | 22543946 | 731819 | N | N
Polo | BBM Gerber Technologie GmbH Dortmund | TPMC | accesorios | accessories | ANCHOR BOLT- STH M12x125/20 |  | 6295 | 23MPB306 | Enclosure Diff. Enclosure | 11 | PCE | India |  | - | 240-G100704-BN0D |  |  |  | 2340 | S-2340-0051-B-23-6295-01204764-N | 750 | 479.9 | 5.5 | 159 | 115 | 177 | BBM India scope (Unit23) | 22543989 | 731813 | N | N
Polo | BBM Gerber Technologie GmbH Dortmund | TPMC | accesorios | accessories | ANCHOR BOLT HST M16x140 |  | 6295 | 23MPB306 | Enclosure Diff. Enclosure | 22 | PCE | India |  | - | 010-G100704-BC0D |  |  |  | 2340 | S-2340-0051-B-23-6295-01204764-N | 750 | 479.9 | 4.8 | 159 | 115 | 177 | BBM India scope (Unit23) | 22543945 | 731819 | N | N
Polo | BBM Gerber Technologie GmbH Dortmund | TPMC | accesorios | accessories | MINERAL WOOL -50x1000x500 |  | 6295 | 23MPB306 | Enclosure Diff. Enclosure | 4 | PCE | India |  | - | 240-G100704-BL0D |  |  |  | 2340 | S-2340-0051-B-23-6295-01204764-N | 750 | 479.9 | 6 | 159 | 115 | 177 | BBM India scope (Unit23) | 22543991 | 680610 | N | N
Polo | BBM Gerber Technologie GmbH Dortmund | TPMC | accesorios | accessories | MINERAL WOOL - 75x600x1000 |  | 6295 | 23MPB306 | Enclosure Diff. Enclosure | 7 | PCE | India |  | - | 240-G100704-BA0D |  |  |  | 2340 | S-2340-0051-B-23-6295-01204764-N | 750 | 479.9 | 31.5 | 159 | 115 | 177 | BBM India scope (Unit23) | 22543963 | 680610 | N | N
Polo | BBM Gerber Technologie GmbH Dortmund | TPMC | accesorios | accessories | NUT M8 |  | 6295 | 23MPB306 | Enclosure Diff. Enclosure | 297 | PCE | India |  | - | 240-G100704-BN0D |  |  |  | 2340 | S-2340-0051-B-23-6295-01204764-N | 750 | 479.9 | 3 | 159 | 115 | 177 | BBM India scope (Unit23) | 22543970 | 731816 | N | N
Polo | BBM Gerber Technologie GmbH Dortmund | TPMC | accesorios | accessories | NUT M10 |  | 6295 | 23MPB306 | Enclosure Diff. Enclosure | 264 | PCE | India |  | - | 240-G100704-BA0D |  |  |  | 2340 | S-2340-0051-B-23-6295-01204764-N | 750 | 479.9 | 2.6 | 159 | 115 | 177 | BBM India scope (Unit23) | 22543973 | 731816 | N | N
Polo | BBM Gerber Technologie GmbH Dortmund | TPMC | accesorios | accessories | HEX. NUT M12 |  | 6295 | 23MPB306 | Enclosure Diff. Enclosure | 439 | PCE | India |  | - | 240-G100704-BN0D |  |  |  | 2340 | S-2340-0051-B-23-6295-01204764-N | 750 | 479.9 | 6.6 | 159 | 115 | 177 | BBM India scope (Unit23) | 22543978 | 731816 | N | N
Polo | BBM Gerber Technologie GmbH Dortmund | TPMC | accesorios | accessories | HEX. NUT M16 |  | 6295 | 23MPB306 | Enclosure Diff. Enclosure | 1078 | PCE | India |  | - | 240-G100704-BD0D |  |  |  | 2340 | S-2340-0051-B-23-6295-01204764-N | 750 | 479.9 | 21.6 | 159 | 115 | 177 | BBM India scope (Unit23) | 22543981 | 731816 | N | N
Polo | BBM Gerber Technologie GmbH Dortmund | TPMC | accesorios | accessories | HEX. NUT M24 |  | 6295 | 23MPB306 | Enclosure Diff. Enclosure | 44 | PCE | India |  | - | 010-G100704-BC0D |  |  |  | 2340 | S-2340-0051-B-23-6295-01204764-N | 750 | 479.9 | 4.4 | 159 | 115 | 177 | BBM India scope (Unit23) | 22543952 | 731816 | N | N
Polo | BBM Gerber Technologie GmbH Dortmund | TPMC | accesorios | accessories | SCREW M8x20 |  | 6295 | 23MPB306 | Enclosure Diff. Enclosure | 297 | PCE | India |  | - | 240-G100704-BN0D |  |  |  | 2340 | S-2340-0051-B-23-6295-01204764-N | 750 | 479.9 | 7.1 | 159 | 115 | 177 | BBM India scope (Unit23) | 22543969 | 731815 | N | N
Polo | BBM Gerber Technologie GmbH Dortmund | TPMC | accesorios | accessories | SCREW M10x30 |  | 6295 | 23MPB306 | Enclosure Diff. Enclosure | 875 | PCE | India |  | - | 240-G100704-BA0D |  |  |  | 2340 | S-2340-0051-B-23-6295-01204764-N | 750 | 479.9 | 25.4 | 159 | 115 | 177 | BBM India scope (Unit23) | 22543972 | 731815 | N | N
Polo | BBM Gerber Technologie GmbH Dortmund | TPMC | accesorios | accessories | SCREW M12x16 |  | 6295 | 23MPB306 | Enclosure Diff. Enclosure | 14 | PCE | India |  | - | 240-G100704-BN0D |  |  |  | 2340 | S-2340-0051-B-23-6295-01204764-N | 750 | 479.9 | 0.6 | 159 | 115 | 177 | BBM India scope (Unit23) | 22543987 | 731813 | N | N
Polo | BBM Gerber Technologie GmbH Dortmund | TPMC | accesorios | accessories | SCREW M12x30 |  | 6295 | 23MPB306 | Enclosure Diff. Enclosure | 220 | PCE | India |  | - | 240-G100704-BN0D |  |  |  | 2340 | S-2340-0051-B-23-6295-01204764-N | 750 | 479.9 | 7.7 | 159 | 115 | 177 | BBM India scope (Unit23) | 22543977 | 731815 | N | N
Polo | BBM Gerber Technologie GmbH Dortmund | TPMC | accesorios | accessories | HEX. SCREW M12 x 40 |  | 6295 | 23MPB306 | Enclosure Diff. Enclosure | 249 | PCE | India |  | - | 240-G100704-BA0D |  |  |  | 2340 | S-2340-0051-B-23-6295-01204764-N | 750 | 479.9 | 10 | 159 | 115 | 177 | BBM India scope (Unit23) | 22543976 | 731815 | N | N
Polo | BBM Gerber Technologie GmbH Dortmund | TPMC | accesorios | accessories | HEX. SCREW M16 x 40 |  | 6295 | 23MPB306 | Enclosure Diff. Enclosure | 67 | PCE | India |  | - | 010-G100704-BC0D |  |  |  | 2340 | S-2340-0051-B-23-6295-01204764-N | 750 | 479.9 | 6 | 159 | 115 | 177 | BBM India scope (Unit23) | 22543951 | 731815 | N | N
Polo | BBM Gerber Technologie GmbH Dortmund | TPMC | accesorios | accessories | HEX. SCREW M16 x 50 |  | 6295 | 23MPB306 | Enclosure Diff. Enclosure | 232 | PCE | India |  | - | 240-G100704-BD0D |  |  |  | 2340 | S-2340-0051-B-23-6295-01204764-N | 750 | 479.9 | 11.6 | 159 | 115 | 177 | BBM India scope (Unit23) | 22543980 | 731815 | N | N
Polo | BBM Gerber Technologie GmbH Dortmund | TPMC | accesorios | accessories | HEX. SCREW M16 x 60 |  | 6295 | 23MPB306 | Enclosure Diff. Enclosure | 774 | PCE | India |  | - | 010-G100704-BC0D |  |  |  | 2340 | S-2340-0051-B-23-6295-01204764-N | 750 | 479.9 | 92.9 | 159 | 115 | 177 | BBM India scope (Unit23) | 22543950 | 731815 | N | N
Polo | BBM Gerber Technologie GmbH Dortmund | TPMC | accesorios | accessories | HEX. SCREW M16 x 80 |  | 6295 | 23MPB306 | Enclosure Diff. Enclosure | 6 | PCE | India |  | - | 010-G100704-BC0D |  |  |  | 2340 | S-2340-0051-B-23-6295-01204764-N | 750 | 479.9 | 0.8 | 159 | 115 | 177 | BBM India scope (Unit23) | 22543949 | 731815 | N | N
Polo | BBM Gerber Technologie GmbH Dortmund | TPMC | accesorios | accessories | HEX. SCREW M24 x 70 |  | 6295 | 23MPB306 | Enclosure Diff. Enclosure | 44 | PCE | India |  | - | 010-G100704-BC0D |  |  |  | 2340 | S-2340-0051-B-23-6295-01204764-N | 750 | 479.9 | 14.5 | 159 | 115 | 177 | BBM India scope (Unit23) | 22543948 | 731815 | N | N
Polo | BBM Gerber Technologie GmbH Dortmund | TPMC | accesorios | accessories | JT3-2H PLUS 5.5x25 E22 |  | 6295 | 23MPB306 | Enclosure Diff. Enclosure | 1452 | PCE | India |  | - | 240-G100704-BA0D |  |  |  | 2340 | S-2340-0051-B-23-6295-01204764-N | 750 | 479.9 | 7.3 | 159 | 115 | 177 | BBM India scope (Unit23) | 22543966 | 731814 | N | N
Polo | BBM Gerber Technologie GmbH Dortmund | TPMC | accesorios | accessories | SEALING GASKET 10x30 |  | 6295 | 23MPB306 | Enclosure Diff. Enclosure | 11 | MTR | India |  | - | 240-G100704-BA0D |  |  |  | 2340 | S-2340-0051-B-23-6295-01204764-N | 750 | 479.9 | 11 | 159 | 115 | 177 | BBM India scope (Unit23) | 22543942 | 391910 | N | N
Polo | BBM Gerber Technologie GmbH Dortmund | TPMC | accesorios | accessories | SHEET-2mm 110x55x2 |  | 6295 | 23MPB306 | Enclosure Diff. Enclosure | 6 | PCE | India |  | - | 240-G100704-BD0D |  |  |  | 2340 | S-2340-0051-B-23-6295-01204764-N | 750 | 479.9 | 0.5 | 159 | 115 | 177 | BBM India scope (Unit23) | 22543964 | 730890 | N | N
Polo | BBM Gerber Technologie GmbH Dortmund | TPMC | accesorios | accessories | SHEET-1mm 110x55x1 |  | 6295 | 23MPB306 | Enclosure Diff. Enclosure | 3 | PCE | India |  | - | 240-G100704-BD0D |  |  |  | 2340 | S-2340-0051-B-23-6295-01204764-N | 750 | 479.9 | 0.2 | 159 | 115 | 177 | BBM India scope (Unit23) | 22543965 | 730890 | N | N
Polo | BBM Gerber Technologie GmbH Dortmund | TPMC | accesorios | accessories | JZ3-6.3x100 E22 |  | 6295 | 23MPB306 | Enclosure Diff. Enclosure | 715 | PCE | India |  | - | 240-G100704-BA0D |  |  |  | 2340 | S-2340-0051-B-23-6295-01204764-N | 750 | 479.9 | 17.9 | 159 | 115 | 177 | BBM India scope (Unit23) | 22543967 | 731814 | N | N
Polo | BBM Gerber Technologie GmbH Dortmund | TPMC | accesorios | accessories | JZ3-6.3x25 E22 |  | 6295 | 23MPB306 | Enclosure Diff. Enclosure | 40 | PCE | India |  | - | 240-G100704-BM0D |  |  |  | 2340 | S-2340-0051-B-23-6295-01204764-N | 750 | 479.9 | 0.2 | 159 | 115 | 177 | BBM India scope (Unit23) | 22543968 | 731814 | N | N
Polo | BBM Gerber Technologie GmbH Dortmund | TPMC | accesorios | accessories | TAPER WASHER M12 |  | 6295 | 23MPB306 | Enclosure Diff. Enclosure | 52 | PCE | India |  | - | 240-G100704-BN0D |  |  |  | 2340 | S-2340-0051-B-23-6295-01204764-N | 750 | 479.9 | 0.5 | 159 | 115 | 177 | BBM India scope (Unit23) | 22543986 | 731813 | N | N
Polo | BBM Gerber Technologie GmbH Dortmund | TPMC | accesorios | accessories | TAPER WASHER M16 |  | 6295 | 23MPB306 | Enclosure Diff. Enclosure | 62 | PCE | India |  | - | 010-G100704-BC0D |  |  |  | 2340 | S-2340-0051-B-23-6295-01204764-N | 750 | 479.9 | 1.8 | 159 | 115 | 177 | BBM India scope (Unit23) | 22543955 | 731822 | N | N
Polo | BBM Gerber Technologie GmbH Dortmund | TPMC | accesorios | accessories | WASHER M8 |  | 6295 | 23MPB306 | Enclosure Diff. Enclosure | 594 | PCE | India |  | - | 240-G100704-BN0D |  |  |  | 2340 | S-2340-0051-B-23-6295-01204764-N | 750 | 479.9 | 5.9 | 159 | 115 | 177 | BBM India scope (Unit23) | 22543971 | 731822 | N | N
Polo | BBM Gerber Technologie GmbH Dortmund | TPMC | accesorios | accessories | WASHER M10 |  | 6295 | 23MPB306 | Enclosure Diff. Enclosure | 638 | PCE | India |  | - | 240-G100704-BA0D |  |  |  | 2340 | S-2340-0051-B-23-6295-01204764-N | 750 | 479.9 | 6.4 | 159 | 115 | 177 | BBM India scope (Unit23) | 22543974 | 731822 | N | N
Polo | BBM Gerber Technologie GmbH Dortmund | TPMC | accesorios | accessories | PLAIN WASHER M12 |  | 6295 | 23MPB306 | Enclosure Diff. Enclosure | 913 | PCE | India |  | - | 240-G100704-BA0D |  |  |  | 2340 | S-2340-0051-B-23-6295-01204764-N | 750 | 479.9 | 7.3 | 159 | 115 | 177 | BBM India scope (Unit23) | 22543979 | 731822 | N | N
Polo | BBM Gerber Technologie GmbH Dortmund | TPMC | accesorios | accessories | PLAIN WASHER M16 |  | 6295 | 23MPB306 | Enclosure Diff. Enclosure | 2086 | PCE | India |  | - | 240-G100704-BD0D |  |  |  | 2340 | S-2340-0051-B-23-6295-01204764-N | 750 | 479.9 | 20.9 | 159 | 115 | 177 | BBM India scope (Unit23) | 22543982 | 731822 | N | N
Polo | BBM Gerber Technologie GmbH Dortmund | TPMC | accesorios | accessories | PLAIN WASHER M24 |  | 6295 | 23MPB306 | Enclosure Diff. Enclosure | 88 | PCE | India |  | - | 010-G100704-BC0D |  |  |  | 2340 | S-2340-0051-B-23-6295-01204764-N | 750 | 479.9 | 3.5 | 159 | 115 | 177 | BBM India scope (Unit23) | 22543954 | 731822 | N | N
Polo | BBM Gerber Technologie GmbH Dortmund | TPMC | accesorios | accessories | WING NUT M12 |  | 6295 | 23MPB306 | Enclosure Diff. Enclosure | 31 | PCE | India |  | - | 010-G100704-BC0D |  |  |  | 2340 | S-2340-0051-B-23-6295-01204764-N | 750 | 479.9 | 0.6 | 159 | 115 | 177 | BBM India scope (Unit23) | 22543953 | 731816 | N | N
Polo | BBM Gerber Technologie GmbH Dortmund | TPMC | Aislador de aire de sello | seal air cooler insulation | ALUMINIUM CLADDING 0.5x1000x25000 |  | 6295 | 23MPB306 | Enclosure Diff. Enclosure | 1 | PCE | India |  | - | 240-G100704-BL0D |  |  |  | 2340 | S-2340-0052-B-23-6295-01204764-N | 472 | 229 | 35 | 200 | 120 | 235 | BBM India scope (Unit23) | 22543994 | 760612 | N | N
Polo | BBM Gerber Technologie GmbH Dortmund | TPMC | Aislador de aire de sello | seal air cooler insulation | BASALT WOOL 50x950x2000 |  | 6295 | 23MPB306 | Enclosure Diff. Enclosure | 11 | PCE | India |  | - | 240-G100704-BL0D |  |  |  | 2340 | S-2340-0052-B-23-6295-01204764-N | 472 | 229 | 132 | 200 | 120 | 235 | BBM India scope (Unit23) | 22543993 | 680610 | N | N
Polo | BBM Gerber Technologie GmbH Dortmund | TPMC | Aislador de aire de sello | seal air cooler insulation | MANHOLE COVER | Puerta delorificio de inspeccion | 6295 | 23MPB306 | Enclosure Diff. Enclosure | 1 | PCE | India |  |  | 240-G100704-BA0D,BB0D |  |  |  | 2340 | S-2340-0052-B-23-6295-01204764-N | 472 | 229 | 57 | 200 | 120 | 235 | BBM India scope (Unit23) | 22543992 | 730890 | N | N
Polo | BBM Gerber Technologie GmbH Dortmund | TPMC | Aislador de aire de sello | seal air cooler insulation | SELF DRILLING SCREW 8x12 |  | 6295 | 23MPB306 | Enclosure Diff. Enclosure | 500 | PCE | India |  | - | 240-G100704-BL0D |  |  |  | 2340 | S-2340-0052-B-23-6295-01204764-N | 472 | 229 | 5 | 200 | 120 | 235 | BBM India scope (Unit23) | 22543995 | 731814 | N | N
Polo | BBM Gerber Technologie GmbH Dortmund | TPMC | El Panel de pared/ MURO REMOVIBLE | wall Panel/ removable wall panels | REMOVABLE WALL (L=4054 x B=1616 x H=75mm) | MURO REMOVIBLE (L=4054 x B=1616 x H=75mm) | 6295 | 23MPB306 | Enclosure Diff. Enclosure | 1 | PCE | India |  |  | 240-G100704-BC0D |  |  |  | 2340 | S-2340-0053-B-23-6295-01204764-N | 1920 | 1570.1 | 163.8 | 440 | 178 | 194 | BBM India scope (Unit23) | 22543414 | 730890 | N | N
Polo | BBM Gerber Technologie GmbH Dortmund | TPMC | El Panel de pared/ MURO REMOVIBLE | wall Panel/ removable wall panels | REMOVABLE WALL (L=3046 x B=1616 x H=75mm) | MURO REMOVIBLE (L=3046 x B=1616 x H=75mm) | 6295 | 23MPB306 | Enclosure Diff. Enclosure | 1 | PCE | India |  |  | 240-G100704-BC0D,BE0D |  |  |  | 2340 | S-2340-0053-B-23-6295-01204764-N | 1920 | 1570.1 | 123.1 | 440 | 178 | 194 | BBM India scope (Unit23) | 22543415 | 730890 | N | N
Polo | BBM Gerber Technologie GmbH Dortmund | TPMC | El Panel de pared/ MURO REMOVIBLE | wall Panel/ removable wall panels | REMOVABLE WALL (L=2627 x B=1616 x H=75mm) | MURO REMOVIBLE (L=2627 x B=1616 x H=75mm) | 6295 | 23MPB306 | Enclosure Diff. Enclosure | 1 | PCE | India |  |  | 240-G100704-BC0D |  |  |  | 2340 | S-2340-0053-B-23-6295-01204764-N | 1920 | 1570.1 | 106.1 | 440 | 178 | 194 | BBM India scope (Unit23) | 22543416 | 730890 | N | N
Polo | BBM Gerber Technologie GmbH Dortmund | TPMC | El Panel de pared/ MURO REMOVIBLE | wall Panel/ removable wall panels | REMOVABLE WALL (L=4054 x B=1070 x H=75mm) | MURO REMOVIBLE (L=4054 x B=1070 x H=75mm) | 6295 | 23MPB306 | Enclosure Diff. Enclosure | 1 | PCE | India |  |  | 240-G100704-BC0D |  |  |  | 2340 | S-2340-0053-B-23-6295-01204764-N | 1920 | 1570.1 | 108.4 | 440 | 178 | 194 | BBM India scope (Unit23) | 22543413 | 730890 | N | N
Polo | BBM Gerber Technologie GmbH Dortmund | TPMC | El Panel de pared/ MURO REMOVIBLE | wall Panel/ removable wall panels | wall panel (L=3915 x B=900 x H=75mm) | El panel de pared (L=3915 x B=900 x H=75mm) | 6295 | 23MPB306 | Enclosure Diff. Enclosure | 1 | PCE | India |  |  | 240-G100704-BC0D |  |  |  | 2340 | S-2340-0053-B-23-6295-01204764-N | 1920 | 1570.1 | 88.1 | 440 | 178 | 194 | BBM India scope (Unit23) | 22543400 | 730890 | N | N
Polo | BBM Gerber Technologie GmbH Dortmund | TPMC | El Panel de pared/ MURO REMOVIBLE | wall Panel/ removable wall panels | wall panel (L=2985 x B=696 x H=75mm) | El panel de pared (L=2985 x B=696 x H=75mm) | 6295 | 23MPB306 | Enclosure Diff. Enclosure | 1 | PCE | India |  |  | 240-G100704-BC0D |  |  |  | 2340 | S-2340-0053-B-23-6295-01204764-N | 1920 | 1570.1 | 51.9 | 440 | 178 | 194 | BBM India scope (Unit23) | 22543409 | 730890 | N | N
Polo | BBM Gerber Technologie GmbH Dortmund | TPMC | El Panel de pared/ MURO REMOVIBLE | wall Panel/ removable wall panels | wall panel (L=232 x B=916 x H=75mm) | El panel de pared (L=232 x B=916 x H=75mm) | 6295 | 23MPB306 | Enclosure Diff. Enclosure | 1 | PCE | India |  |  | 240-G100704-BC0D |  |  |  | 2340 | S-2340-0053-B-23-6295-01204764-N | 1920 | 1570.1 | 5.3 | 440 | 178 | 194 | BBM India scope (Unit23) | 22543410 | 730890 | N | N
Polo | BBM Gerber Technologie GmbH Dortmund | TPMC | El Panel de pared/ MURO REMOVIBLE | wall Panel/ removable wall panels | wall panel (L=3915 x B=1005 x H=75mm) | El panel de pared (L=3915 x B=1005 x H=75mm) | 6295 | 23MPB306 | Enclosure Diff. Enclosure | 1 | PCE | India |  |  | 240-G100704-BC0D |  |  |  | 2340 | S-2340-0053-B-23-6295-01204764-N | 1920 | 1570.1 | 98.4 | 440 | 178 | 194 | BBM India scope (Unit23) | 22543411 | 730890 | N | N
Polo | BBM Gerber Technologie GmbH Dortmund | TPMC | El Panel de pared/ MURO REMOVIBLE | wall Panel/ removable wall panels | wall panel (L=3915 x B=1026 x H=75mm) | El panel de pared (L=3915 x B=1026 x H=75mm) | 6295 | 23MPB306 | Enclosure Diff. Enclosure | 1 | PCE | India |  |  | 240-G100704-BC0D |  |  |  | 2340 | S-2340-0053-B-23-6295-01204764-N | 1920 | 1570.1 | 100.4 | 440 | 178 | 194 | BBM India scope (Unit23) | 22543412 | 730890 | N | N
Polo | BBM Gerber Technologie GmbH Dortmund | TPMC | El Panel de pared/ MURO REMOVIBLE | wall Panel/ removable wall panels | wall panel (L=3915 x B=1005 x H=75mm) | El panel de pared (L=3915 x B=1005 x H=75mm) | 6295 | 23MPB306 | Enclosure Diff. Enclosure | 1 | PCE | India |  |  | 240-G100704-BC0D |  |  |  | 2340 | S-2340-0053-B-23-6295-01204764-N | 1920 | 1570.1 | 98.4 | 440 | 178 | 194 | BBM India scope (Unit23) | 22543401 | 730890 | N | N
Polo | BBM Gerber Technologie GmbH Dortmund | TPMC | El Panel de pared/ MURO REMOVIBLE | wall Panel/ removable wall panels | wall panel (L=1717 x B=1005 x H=75mm) | El panel de pared (L=1717 x B=1005 x H=75mm) | 6295 | 23MPB306 | Enclosure Diff. Enclosure | 3 | PCE | India |  |  | 240-G100704-BC0D |  |  |  | 2340 | S-2340-0053-B-23-6295-01204764-N | 1920 | 1570.1 | 129.4 | 440 | 178 | 194 | BBM India scope (Unit23) | 22543402 | 730890 | N | N
Polo | BBM Gerber Technologie GmbH Dortmund | TPMC | El Panel de pared/ MURO REMOVIBLE | wall Panel/ removable wall panels | wall panel (L=3915 x B=1005 x H=75mm) | El panel de pared (L=3915 x B=1005 x H=75mm) | 6295 | 23MPB306 | Enclosure Diff. Enclosure | 1 | PCE | India |  |  | 240-G100704-BC0D |  |  |  | 2340 | S-2340-0053-B-23-6295-01204764-N | 1920 | 1570.1 | 98.4 | 440 | 178 | 194 | BBM India scope (Unit23) | 22543403 | 730890 | N | N
Polo | BBM Gerber Technologie GmbH Dortmund | TPMC | El Panel de pared/ MURO REMOVIBLE | wall Panel/ removable wall panels | wall panel (L=3915 x B=1005 x H=75mm) | El panel de pared (L=3915 x B=1005 x H=75mm) | 6295 | 23MPB306 | Enclosure Diff. Enclosure | 1 | PCE | India |  |  | 240-G100704-BC0D |  |  |  | 2340 | S-2340-0053-B-23-6295-01204764-N | 1920 | 1570.1 | 98.4 | 440 | 178 | 194 | BBM India scope (Unit23) | 22543404 | 730890 | N | N
Polo | BBM Gerber Technologie GmbH Dortmund | TPMC | El Panel de pared/ MURO REMOVIBLE | wall Panel/ removable wall panels | wall panel (L=2985 x B=1005 x H=75mm) | El panel de pared (L=2985 x B=1005 x H=75mm) | 6295 | 23MPB306 | Enclosure Diff. Enclosure | 1 | PCE | India |  |  | 240-G100704-BC0D |  |  |  | 2340 | S-2340-0053-B-23-6295-01204764-N | 1920 | 1570.1 | 75 | 440 | 178 | 194 | BBM India scope (Unit23) | 22543405 | 730890 | N | N
Polo | BBM Gerber Technologie GmbH Dortmund | TPMC | El Panel de pared/ MURO REMOVIBLE | wall Panel/ removable wall panels | wall panel (L=2985 x B=1005 x H=75mm) | El panel de pared (L=2985 x B=1005 x H=75mm) | 6295 | 23MPB306 | Enclosure Diff. Enclosure | 1 | PCE | India |  |  | 240-G100704-BC0D |  |  |  | 2340 | S-2340-0053-B-23-6295-01204764-N | 1920 | 1570.1 | 75 | 440 | 178 | 194 | BBM India scope (Unit23) | 22543406 | 730890 | N | N
Polo | BBM Gerber Technologie GmbH Dortmund | TPMC | El Panel de pared/ MURO REMOVIBLE | wall Panel/ removable wall panels | wall panel (L=2985 x B=1005 x H=75mm) | El panel de pared (L=2985 x B=1005 x H=75mm) | 6295 | 23MPB306 | Enclosure Diff. Enclosure | 1 | PCE | India |  |  | 240-G100704-BC0D |  |  |  | 2340 | S-2340-0053-B-23-6295-01204764-N | 1920 | 1570.1 | 75 | 440 | 178 | 194 | BBM India scope (Unit23) | 22543407 | 730890 | N | N
Polo | BBM Gerber Technologie GmbH Dortmund | TPMC | El Panel de pared/ MURO REMOVIBLE | wall Panel/ removable wall panels | wall panel (L=2985 x B=1005 x H=75mm) | El panel de pared (L=2985 x B=1005 x H=75mm) | 6295 | 23MPB306 | Enclosure Diff. Enclosure | 1 | PCE | India |  |  | 240-G100704-BC0D |  |  |  | 2340 | S-2340-0053-B-23-6295-01204764-N | 1920 | 1570.1 | 75 | 440 | 178 | 194 | BBM India scope (Unit23) | 22543408 | 730890 | N | N
Polo | Dr. techn. Josef Zelisko, Fabrik fuer Elektrotechnik und Moedling | TPES | TRANSFORMADOR DE CORRIENTE DEL GENERADOR GAR3 | Generator Current Transformer GAR3 | TRANSFORMADOR DE CORRIENTE Tipo: GAR3 / 3K Aislamiento: 0,72 / 3 kV ¦ "F" Frecuencia: 50 Hz Ith: 300kA; 1s Idyn: 750kA Norma: IEC 61869-2 Hoja de dimensiones: JW887 - 24L, H = ca. 290 mm 1S1 - 1S2: 13000A // 1A / 5VA / Cl. 5PR30 2S1 - 2S2: 13000A // 1A / 30VA / Cl. 0.2FS10 3S1 - 3S2: 13000A // 1A / 5VA / Cl. 5PR30 / Tamb = 75 ° C / A 2,5VA / Ts = 280ms + 30 / -60% |  | 7604 | 23BAA202 | Generator Neutral Point Box | 1 | PCE | Austria | [6 empty] | 2341 | S-2341-0001-A-23-7604-00262025-N | 325 | 258 | 86 | 170 | 80 | 60 | SIK980000070542 | 22708286 | 850431 | N | N
Polo | Dr. techn. Josef Zelisko, Fabrik fuer Elektrotechnik und Moedling | TPES | TRANSFORMADOR DE CORRIENTE DEL GENERADOR GAR3 | Generator Current Transformer GAR3 | TRANSFORMADOR DE CORRIENTE Tipo: GAR3 / 3K Aislamiento: 0,72 / 3 kV ¦ "F" Frecuencia: 50 Hz Ith: 300kA; 1s Idyn: 750kA Norma: IEC 61869-2 Hoja de dimensiones: JW887 - 24L, H = ca. 290 mm 1S1 - 1S2: 13000A // 1A / 5VA / Cl. 5PR30 2S1 - 2S2: 13000A // 1A / 30VA / Cl. 0.2FS10 3S1 - 3S2: 13000A // 1A / 5VA / Cl. 5PR30 / Tamb = 75 ° C / A 2,5VA / Ts = 280ms + 30 / -60% |  | 7604 | 23BAA202 | Generator Neutral Point Box | 1 | PCE | Austria | [6 empty] | 2341 | S-2341-0001-A-23-7604-00262025-N | 325 | 258 | 86 | 170 | 80 | 60 | SIK980000070542 | 22708284 | 850431 | N | N
Polo | Dr. techn. Josef Zelisko, Fabrik fuer Elektrotechnik und Moedling | TPES | TRANSFORMADOR DE CORRIENTE DEL GENERADOR GAR3 | Generator Current Transformer GAR3 | TRANSFORMADOR DE CORRIENTE Tipo: GAR3 / 3K Aislamiento: 0,72 / 3 kV ¦ "F" Frecuencia: 50 Hz Ith: 300kA; 1s Idyn: 750kA Norma: IEC 61869-2 Hoja de dimensiones: JW887 - 24L, H = ca. 290 mm 1S1 - 1S2: 13000A // 1A / 5VA / Cl. 5PR30 2S1 - 2S2: 13000A // 1A / 30VA / Cl. 0.2FS10 3S1 - 3S2: 13000A // 1A / 5VA / Cl. 5PR30 / Tamb = 75 ° C / A 2,5VA / Ts = 280ms + 30 / -60% |  | 7604 | 23BAA202 | Generator Neutral Point Box | 1 | PCE | Austria | [6 empty] | 2341 | S-2341-0001-A-23-7604-00262025-N | 325 | 258 | 86 | 170 | 80 | 60 | SIK980000070542 | 22708285 | 850431 | N | N
Polo | Dr. techn. Josef Zelisko, Fabrik fuer Elektrotechnik und Moedling | TPES | TRANSFORMADOR DE CORRIENTE DEL GENERADOR GAR3 | Generator Current Transformer GAR3 | TRANSFORMADOR DE CORRIENTE Tipo: GAR3 / 3K Aislamiento: 0,72 / 3 kV ¦ "F" Frecuencia: 50 Hz Ith: 300kA; 1s Idyn: 750kA Norma: IEC 61869-2 Hoja de dimensiones: JW887 - 24L, H = ca. 290 mm 1S1 - 1S2: 13000A // 1A / 5VA / Cl. 5PR30 2S1 - 2S2: 13000A // 1A / 30VA / Cl. 0.2FS10 3S1 - 3S2: 13000A // 1A / 5VA / Cl. 5PR30 / Tamb = 75 ° C / A 2,5VA / Ts = 280ms + 30 / -60% |  | 7604 | 23BAA202 | Generator Neutral Point Box | 1 | PCE | Austria | [6 empty] | 2341 | S-2341-0002-A-23-7604-00262025-N | 325 | 258 | 86 | 170 | 80 | 60 | SIK980000070542 | 22708283 | 850431 | N | N
Polo | Dr. techn. Josef Zelisko, Fabrik fuer Elektrotechnik und Moedling | TPES | TRANSFORMADOR DE CORRIENTE DEL GENERADOR GAR3 | Generator Current Transformer GAR3 | TRANSFORMADOR DE CORRIENTE Tipo: GAR3 / 3K Aislamiento: 0,72 / 3 kV ¦ "F" Frecuencia: 50 Hz Ith: 300kA; 1s Idyn: 750kA Norma: IEC 61869-2 Hoja de dimensiones: JW887 - 24L, H = ca. 290 mm 1S1 - 1S2: 13000A // 1A / 5VA / Cl. 5PR30 2S1 - 2S2: 13000A // 1A / 30VA / Cl. 0.2FS10 3S1 - 3S2: 13000A // 1A / 5VA / Cl. 5PR30 / Tamb = 75 ° C / A 2,5VA / Ts = 280ms + 30 / -60% |  | 7604 | 23BAA202 | Generator Neutral Point Box | 1 | PCE | Austria | [6 empty] | 2341 | S-2341-0002-A-23-7604-00262025-N | 325 | 258 | 86 | 170 | 80 | 60 | SIK980000070542 | 22708281 | 850431 | N | N
Polo | Dr. techn. Josef Zelisko, Fabrik fuer Elektrotechnik und Moedling | TPES | TRANSFORMADOR DE CORRIENTE DEL GENERADOR GAR3 | Generator Current Transformer GAR3 | TRANSFORMADOR DE CORRIENTE Tipo: GAR3 / 3K Aislamiento: 0,72 / 3 kV ¦ "F" Frecuencia: 50 Hz Ith: 300kA; 1s Idyn: 750kA Norma: IEC 61869-2 Hoja de dimensiones: JW887 - 24L, H = ca. 290 mm 1S1 - 1S2: 13000A // 1A / 5VA / Cl. 5PR30 2S1 - 2S2: 13000A // 1A / 30VA / Cl. 0.2FS10 3S1 - 3S2: 13000A // 1A / 5VA / Cl. 5PR30 / Tamb = 75 ° C / A 2,5VA / Ts = 280ms + 30 / -60% |  | 7604 | 23BAA202 | Generator Neutral Point Box | 1 | PCE | Austria | [6 empty] | 2341 | S-2341-0002-A-23-7604-00262025-N | 325 | 258 | 86 | 170 | 80 | 60 | SIK980000070542 | 22708282 | 850431 | N | N
Polo | Siemens AG PG IE SY BA Erl Erlangen | TPFI | Analysis container, type 'SOLO TOP' without sun roof |  | Analysis container, type 'SOLO TOP' without sun roof 3000 mm long x 2435 mm wide x 2707 mm high | Analysis container, type 'SOLO TOP' without sun roof 3000 mm long x 2435 mm wide x 2707 mm high | 8411 | 23C 308 | GT Control System Siemens | 1 | ST | Germany |  | Polo 2 | [6 empty] | 1500 | 833.024 | 833.024 | 272 | 256 | 356 | C-4010-01-ATV5 | 27468602 | 902710 | N | 3A991X

## Disposition Address
Project | Partshipment / Column 'T' | Completion note No | Gross weight (kg) | Disposition Address
Polo | 2300 | SIK240500329386 | 295400.001 | Wallmann & Co, , ., Pollhornweg 31-39, , 21107, Hamburg, 1
Polo | 2301 | SIK240500328792 | 11090.001 | Wallmann & Co, , ., Pollhornweg 31-39, , 21107, Hamburg, 1
Polo | 2302 | SIK240500325789 | 831.001 | Wallmann & Co, , ., Pollhornweg 31-39, , 21107, Hamburg, 1
Polo | 2303 | SIK240500329679 | 9290 | Wallmann & Co, , ., Pollhornweg 31-39, , 21107, Hamburg, 1
Polo | 2304 | SIK240500333567 | 11470 | Wallmann & Co, , ., Pollhornweg 31-39, , 21107, Hamburg, 1
Polo | 2305 | SIK240500333565 | 11270 | Wallmann & Co, , ., Pollhornweg 31-39, , 21107, Hamburg, 1
Polo | 2306 | SIK240500359401 | 163 | Wallmann & Co. GmbH & Co. KG c/o, Siemens Gas and Power GmbH & Co. KG, ., Pollhornweg 31-39 , , 21107, Hamburg, 1
Polo | 2308 | 4024-0000GT23-FM01 | 1940 | Heinrich Tapp GmbH, , , Hohe Str. 3-7, , 45476, Muelheim an der Ruhr, 1
Polo | 2317 | SIK980000074450 | 945 | Wallmann & Co. GmbH & Co. KG c/o, Siemens Gas and Power GmbH & Co. KG, , Pollhornweg 31-39 , , 21107, Hamburg, 1
Polo | 2318 | SIK980000074304 | 3800 | D & N Kraftwerkstechnik GmbH, Ostanbau, , Gehrenseestraße 19, , 13053, Berlin, 1
Polo | 2319 | Begleitheizung Unit 23 | 270 | IIG Industrieisolierungen GmbH, , , Ulrichstr. 6, , 45891, Gelsenkirchen, 1
Polo | 2321 | Polo 23MBL Erection Material | 1705 | Seepack Gesellschaft für seemäßige, Exportverpackung Friedrich Tiemann, , Südweststr. 33 , , 28237, Bremen, 1
Polo | 2322 | DEROWA6757-MLT800-PoloEnerg | 521 | Munters GmbH, , Lagerist: Herr Wiafe, Hans-Ducker-Str.8, , 21035, Hamburg, 1
Polo | 2323 | 11744-1000-23 | 12670 | C. Steinweg (Süd-West Terminal) GmbH & Co. KG, Am Kamerunkai 5, 20457 Hamburg, Deutschland
Polo | 2324 | 11744-2301 | 1955 | C. Steinweg (Süd-West Terminal) GmbH & Co. KG, Am Kamerunkai 5, 20457 Hamburg, Deutschland
Polo | 2325 | 11744-3023 | 6350 | Kompaflex AG, , , Amriswillerstrasse 92, , 9134, Steinebrunn, 6
Polo | 2326 | 11744-2400-23 | 13240 | BBM, Rudolf Wiegmann Umformtechik GmbH, , Ziegelweg 7, , 01640, coswig, 1
Polo | 2327 | 11744-4023 | 504 | IIG Prümyslove izolace s.r.o., , , Konojedská 258, , 41145, Ustek, 5194
Polo | 2328 | 11744-6000-23 | 580 | Wallmann & Co. GmbH & Co. KG c/o, Siemens Gas and Power GmbH & Co. KG, , Pollhornweg 31-39 , , 21107, Hamburg, 1
Polo | 2329 | 5000165 Unit_2 steel parts China | 6852 | C. Steinweg (Süd-West Terminal) GmbH & Co. KG, Am Kamerunkai 5, 20457 Hamburg, Deutschland
Polo | 2330 | SIK980000071256 | 6660 | Zhejiang NAMAG Equipment, Manufacturing Co. Ltd., , No.2170, Chongfu Av, Wutong St, , 314500, Tongxiang, 61
Polo | 2331 | FM02a Polo Unit 23 | 295 | Minimax Fire Solutions, International GmbH (Minimax FSI), , Industriestr. 10-12, , 23843, Bad Oldesloe, 1
Polo | 2332 | VPOSMELD_SIK980000073897 | 71 | Thurn Verpackungen e.K., , , Erlanger Str. 9, , 91083, Baiersdorf, 1
Polo | 2334 | SIK040500317204 | 327500 | Siemens AG, , , Rheinstraße 100, , 45478, Mülheim/Ruhr, 1
Polo | 2335 | SIK040500319954 | 33691 | Hafenbetrieb Aken GmbH, , , Bismarckplatz 6a, , 06385, Aken (Elbe), 1
Polo | 2336 | SIK040500317234 | 6514 | Hafenbetrieb Aken GmbH, , , Bismarckplatz 6a, , 06385, Aken (Elbe), 1
Polo | 2337 | SIK040500317216 | 18777 | Hafenbetrieb Aken GmbH, , , Bismarckplatz 6a, , 06385, Aken (Elbe), 1
Polo | 2338 | SIK040500317206 | 4739 | Hafenbetrieb Aken GmbH, , , Bismarckplatz 6a, , 06385, Aken (Elbe), 1
Polo | 2339 | SIK040500334124 | 148 | Deufol Exportverpackungsges. mbH, , , Werner-von-Siemens-Straße 4, , 99086, Erfurt, 1
Polo | 2340 | BBM India scope (Unit23) | 851 | Wallmann & Co. GmbH & Co. KG c/o, Siemens Gas and Power GmbH & Co. KG, , Pollhornweg 31-39 , , 21107, Hamburg, 1
Polo | 2341 | SIK980000070542 | 325 | Wallmann & Co. GmbH & Co. KG c/o, Siemens Gas and Power GmbH & Co. KG, , Pollhornweg 31-39 , , 21107, Hamburg, 1
Polo | 2342 | SIK980000120895 | 372 | Wallmann & Co. GmbH & Co. KG c/o, Siemens Gas and Power GmbH & Co. KG, , Pollhornweg 31-39 , , 21107, Hamburg, 1
Polo |  | C-4010-01-ATV5 | 1500 | artec systems, , , Lerchenfeld 11, , 91459, Markt Erlbach, 1